## Overview
The data in this workbook is pulled from the input files of the Utah Division of Water Resources' Genres (Fortran) model for the Lower Bear River.
The data includes reservoir physical characteristics, delivery requirements for service areas/demand sites, return flows, inflows, and reach gains.
The first sheet contains reservoir data for the named reservoir
Demand data is listed on the worksheet DemandSites
The sheets that start "QX…" contain timeseries of inflows (or reach gains) by year and month for the specified location. These inflows are in units of acre-feet.
The data and model should be cited as:
Utah Division of Water Resources (UDWR) (2011). "Genres model for the Lower Bear River." Salt Lake City, Utah.

## AboveCutler
Above Cutler Dam Site (proposed)
Primary purpose: |  | Water Supply for Cache Valley
Zone Definition (acre-feet)
Maximum Capacity |  | 51342
Top of Dead Pool |  | not yet defined
Minimum Capacity |  | not yet defined
Elevation (ft) | Area (Acre) | Storage (Acre-Feet)
4410 | 0 | 0
4415 | 1028 | 1786
4420 | 1889 | 9259
4425 | 3293 | 21723
4430 | 4703 | 41367
4432 | 5236 | 51342
Month |  | Evaporation Rate (ft)
10 | October | 0.05
11 | November | 0
12 | December | 0
1 | January | 0
2 | February | 0
3 | March | 0.02
4 | April | 0.13
5 | May | 0.22
6 | June | 0.36
7 | July | 0.43
8 | August | 0.39
9 | September | 0.2
Total |  | 1.79

## BarrensReservoir
Barrens Reservoir
Primary purpose: |  | Water Supply for Cache Valley
Zone Definition (acre-feet)
Maximum Capacity | 100000
Top of Dead Pool | 1313
Minimum Capacity | 0
Elevation (ft) | Area (Acre) | Storage (Acre-Feet)
4407 | 0 | 0
4410 | 868 | 1313
4415 | 3194 | 11468
4420 | 4792 | 31433
4425 | 5792 | 57893
4430 | 6342 | 88228
4435 | 6920 | 121383
4440 | 7685 | 157896
Month |  | Evaporation Rate (ft)
10 | 1900-10-01 | 0.27
11 | 1900-11-01 | 0.01
12 | 1900-12-01 | 0
1 | 1899-12-31 | 0
2 | 1900-01-31 | 0
3 | 1900-03-01 | 0
4 | 1900-04-01 | 0.1
5 | 1900-05-01 | 0.44
6 | 1900-06-01 | 0.51
7 | 1900-07-01 | 0.56
8 | 1900-08-01 | 0.5
9 | 1900-09-01 | 0.32
Formulas:
Area (Acre) = DATEVALUE([Elevation (ft)]&"/1/1900")

## DemandSites
Demand Site | Priority (1=highest) | Use Type | Annual Demand (Ac-Ft) | Use Efficiency | Return Flow Fraction | Monthly Demand | [11 empty] | Notes
[6 empty] | 10 | 11 | 12 | 1 | 2 | 3 | 4 | 5 | 6 | 7 | 8 | 9
[6 empty] | 1900-10-01 | 1900-11-01 | 1900-12-01 | 1899-12-31 | 1900-01-31 | 1900-03-01 | 1900-04-01 | 1900-05-01 | 1900-06-01 | 1900-07-01 | 1900-08-01 | 1900-09-01
Bear River Canal | 2 | Irrigation | 242444 | 1 | 0 | 16691 | 4576 | 1561 | 1277 | 787 | 298 | 2544 | 34448 | 45953 | 50966 | 47807 | 35537 | Monthly demand in acre-feet
Bird Refuge | 3 | Environmental | 425760 | 1 | 0 | 42150 | 3406 | 0 | 0 | 4258 | 60884 | 59181 | 61309 | 46834 | 50240 | 43002 | 54497 | Monthly demand in acre-feet
New Cache Valley | 7 | M&I | 60000 | 1 | ** | 7195 | 1927 | 1927 | 1927 | 1927 | 1927 | 7195 | 7195 | 7195 | 7195 | 7195 | 7195 | Monthly demand in fraction of annual demand
Cache Valley | 4 | Irrigation | 0 | 0.62 | 0.8 | 0 | 0 | 0 | 0 | 0 | 0 | 0 | 0.081081 | 0.18243 | 0.37162 | 0.25676 | 0.10811 | Monthly demand in fraction of annual demand
Box Elder | 5 | Irrigation | 0 | 0.6 | 1 | 0.012048 | 0 | 0 | 0 | 0 | 0 | 0 | 0.084337 | 0.21084 | 0.36145 | 0.22892 | 0.10241 | Monthly demand in fraction of annual demand
Box Elder | 6 | M&I | 0 | 0.5 | 0 | 0.083 | 0.083 | 0.083 | 0.083 | 0.083 | 0.083 | 0.083 | 0.083 | 0.084 | 0.084 | 0.084 | 0.084 | Monthly demand in fraction of annual demand
** 27% in Summer (April - Oct), 73% in Winter
[6 empty] | 6475.5 | 1734.3 | 1734.3 | 1734.3 | 1734.3 | 1734.3 | 6475.5 | 6475.5 | 6475.5 | 6475.5 | 6475.5 | 6475.5

## QX1-BRFlow
1966 | 10 | 293.8804
1966 | 11 | 324.3472
1966 | 12 | 398.129
1967 | 1 | 419.2715
1967 | 2 | 414.317
1967 | 3 | 613.7823
1967 | 4 | 925.3139
1967 | 5 | 917.4207
1967 | 6 | 808.1792
1967 | 7 | 1090.3011
1967 | 8 | 1438.9892
1967 | 9 | 1221.4278
1967 | 10 | 1165.4382
1967 | 11 | 1223.9486
1967 | 12 | 1124.129
1968 | 1 | 827.4839
1968 | 2 | 591.4955
1968 | 3 | 750.0699
1968 | 4 | 725.1597
1968 | 5 | 389.672
1968 | 6 | 408.375
1968 | 7 | 916.1196
1968 | 8 | 572.6358
1968 | 9 | 337.6236
1968 | 10 | 617.1976
1968 | 11 | 1107.3181
1968 | 12 | 1082.9825
1969 | 1 | 1157.1438
1969 | 2 | 975.3824
1969 | 3 | 1320.5914
1969 | 4 | 1384.6097
1969 | 5 | 710.7124
1969 | 6 | 439.8014
1969 | 7 | 882.6169
1969 | 8 | 761.129
1969 | 9 | 402.325
1969 | 10 | 418.7836
1969 | 11 | 728.0167
1969 | 12 | 799.3481
1970 | 1 | 798.2097
1970 | 2 | 526.6741
1970 | 3 | 528.8871
1970 | 4 | 560.4653
1970 | 5 | 788.289
1970 | 6 | 419.9708
1970 | 7 | 785.3616
1970 | 8 | 802.2755
1970 | 9 | 408.2069
1970 | 10 | 409.6761
1970 | 11 | 523.9972
1970 | 12 | 961.4946
1971 | 1 | 1131.9355
1971 | 2 | 1192.7143
1971 | 3 | 1371.0081
1971 | 4 | 1729.6278
1971 | 5 | 2194.2634
1971 | 6 | 3098.9444
1971 | 7 | 1790.2796
1971 | 8 | 1458.668
1971 | 9 | 1573.6722
1971 | 10 | 1524.8602
1971 | 11 | 1468.6375
1971 | 12 | 1456.3911
1972 | 1 | 1462.246
1972 | 2 | 1538.6086
1972 | 3 | 1762.6317
1972 | 4 | 1748.2819
1972 | 5 | 2240.289
1972 | 6 | 1751.6431
1972 | 7 | 1619.6761
1972 | 8 | 1414.1062
1972 | 9 | 1583.2514
1972 | 10 | 1194.7124
1972 | 11 | 1426.2875
1972 | 12 | 1383.6935
1973 | 1 | 1466.1492
1973 | 2 | 1414.7277
1973 | 3 | 1506.4825
1973 | 4 | 1516.3653
1973 | 5 | 1137.953
1973 | 6 | 464.0014
1973 | 7 | 1165.9261
1973 | 8 | 723.3978
1973 | 9 | 1023.6264
1973 | 10 | 1008.496
1973 | 11 | 853.8903
1973 | 12 | 1170.8051
1974 | 1 | 1157.1438
1974 | 2 | 1153.2812
1974 | 3 | 1518.5175
1974 | 4 | 1232.0153
1974 | 5 | 1418.172
1974 | 6 | 1279.7431
1974 | 7 | 1173.082
1974 | 8 | 1204.1452
1974 | 9 | 1085.8069
1974 | 10 | 599.3078
1974 | 11 | 539.9625
1974 | 12 | 956.6156
1975 | 1 | 1082.0067
1975 | 2 | 619.5848
1975 | 3 | 663.3858
1975 | 4 | 940.9431
1975 | 5 | 1540.1478
1975 | 6 | 1238.0653
1975 | 7 | 1088.0242
1975 | 8 | 1243.6653
1975 | 9 | 1297.0528
1975 | 10 | 1816.4637
1975 | 11 | 1669.1278
1975 | 12 | 1226.7513
1976 | 1 | 1221.547
1976 | 2 | 1218.1027
1976 | 3 | 1217.6438
1976 | 4 | 1598.3764
1976 | 5 | 1375.0739
1976 | 6 | 600.4625
1976 | 7 | 969.9516
1976 | 8 | 716.5672
1976 | 9 | 912.8778
1976 | 10 | 852.3669
1976 | 11 | 1048.3306
1976 | 12 | 1080.543
1977 | 1 | 1101.1976
1977 | 2 | 526.6741
1977 | 3 | 497.1734
1977 | 4 | 421.1472
1977 | 5 | 754.461
1977 | 6 | 939.0944
1977 | 7 | 982.1492
1977 | 8 | 610.5296
1977 | 9 | 442.4903
1977 | 10 | 208.0094
1977 | 11 | 275.1069
1977 | 12 | 354.543
1978 | 1 | 381.8656
1978 | 2 | 473.7366
1978 | 3 | 819.0269
1978 | 4 | 1240.5861
1978 | 5 | 1260.9046
1978 | 6 | 593.4042
1978 | 7 | 697.539
1978 | 8 | 687.293
1978 | 9 | 356.7819
1978 | 10 | 435.047
1978 | 11 | 438.625
1978 | 12 | 432.9328
1979 | 1 | 420.2473
1979 | 2 | 460.5923
1979 | 3 | 563.5282
1979 | 4 | 920.1042
1979 | 5 | 690.871
1979 | 6 | 572.0611
1979 | 7 | 955.6398
1979 | 8 | 699.8159
1979 | 9 | 503.1583
1979 | 10 | 460.9059
1979 | 11 | 414.2569
1979 | 12 | 295.9946
1980 | 1 | 554.746
1980 | 2 | 548.4613
1980 | 3 | 566.4556
1980 | 4 | 1119.7542
1980 | 5 | 1540.4731
1980 | 6 | 1961.5444
1980 | 7 | 1173.7325
1980 | 8 | 1391.8253
1980 | 9 | 1583.2514
1980 | 10 | 1442.0793
1980 | 11 | 1294.8681
1980 | 12 | 1116.1599
1981 | 1 | 906.5242
1981 | 2 | 468.6949
1981 | 3 | 439.2755
1981 | 4 | 454.9264
1981 | 5 | 576.8642
1981 | 6 | 653.5681
1981 | 7 | 955.8024
1981 | 8 | 1046.2272
1981 | 9 | 455.4306
1981 | 10 | 455.3763
1981 | 11 | 336.6153
1981 | 12 | 281.3575
1982 | 1 | 453.4247
1982 | 2 | 657.9375
1982 | 3 | 787.1505
1982 | 4 | 1285.625
1982 | 5 | 1669.1169
1982 | 6 | 1077.2361
1982 | 7 | 594.5914
1982 | 8 | 1395.7285
1982 | 9 | 1662.0694
1982 | 10 | 1711.2392
1982 | 11 | 1768.6167
1982 | 12 | 1487.7796
1983 | 1 | 1472.6546
1983 | 2 | 1469.4658
1983 | 3 | 1912.9059
1983 | 4 | 1868.6097
1983 | 5 | 1702.6196
1983 | 6 | 3430.6861
1983 | 7 | 3229.1062
1983 | 8 | 2638.418
1983 | 9 | 2070.4444
1983 | 10 | 2606.7043
1983 | 11 | 2838.2903
1983 | 12 | 2292.9825
1984 | 1 | 1871.922
1984 | 2 | 1908.631
1984 | 3 | 1956.4919
1984 | 4 | 3121.9681
1984 | 5 | 3789.0565
1984 | 6 | 4069.2972
1984 | 7 | 2137.6667
1984 | 8 | 2230.3683
1984 | 9 | 2287.7403
1984 | 10 | 2298.6747
1984 | 11 | 2441.5111
1984 | 12 | 2120.2648
1985 | 1 | 1561.9409
1985 | 2 | 1467.125
1985 | 3 | 1752.8737
1985 | 4 | 2790.7306
1985 | 5 | 1196.9892
1985 | 6 | 670.3736
1985 | 7 | 1071.5981
1985 | 8 | 1004.5927
1985 | 9 | 1166.9778
1985 | 10 | 1067.8575
1985 | 11 | 1171.3472
1985 | 12 | 1205.4462
1986 | 1 | 1278.957
1986 | 2 | 1876.0402
1986 | 3 | 2908.0659
1986 | 4 | 3095.9194
1986 | 5 | 3103.2272
1986 | 6 | 3577.0625
1986 | 7 | 2357.711
1986 | 8 | 1893.8777
1986 | 9 | 2444.7042
1986 | 10 | 2033.5806
1986 | 11 | 2434.9569
1986 | 12 | 1874.5242
1987 | 1 | 1209.3495
1987 | 2 | 1182.0908
1987 | 3 | 899.043
1987 | 4 | 595.7569
1987 | 5 | 853.9933
1987 | 6 | 728.8569
1987 | 7 | 887.3333
1987 | 8 | 778.043
1987 | 9 | 528.1986
1987 | 10 | 436.1855
1987 | 11 | 413.5847
1987 | 12 | 420.8978
1988 | 1 | 405.7728
1988 | 2 | 404.5938
1988 | 3 | 494.8965
1988 | 4 | 717.2611
1988 | 5 | 539.9462
1988 | 6 | 944.6403
1988 | 7 | 1157.957
1988 | 8 | 897.5793
1988 | 9 | 657.4333
1988 | 10 | 407.5618
1988 | 11 | 232.0847
1988 | 12 | 298.4341
1989 | 1 | 349.0134
1989 | 2 | 315.4643
1989 | 3 | 733.9691
1989 | 4 | 834.2278
1989 | 5 | 411.7903
1989 | 6 | 477.4458
1989 | 7 | 1094.0417
1989 | 8 | 957.754
1989 | 9 | 560.9694
1989 | 10 | 287.8629
1989 | 11 | 433.2472
1989 | 12 | 410.164
1990 | 1 | 466.1102
1990 | 2 | 369.122
1990 | 3 | 484.6505
1990 | 4 | 433.4153
1990 | 5 | 701.4422
1990 | 6 | 543.9958
1990 | 7 | 1027.6868
1990 | 8 | 924.9019
1990 | 9 | 629.8722
1990 | 10 | 252.7339
1990 | 11 | 365.6889
1990 | 12 | 303.3132
1991 | 1 | 393.5753
1991 | 2 | 266.128
1991 | 3 | 277.4543
1991 | 4 | 436.2722
1991 | 5 | 732.9933
1991 | 6 | 803.3056
1991 | 7 | 922.1371
1991 | 8 | 793.3306
1991 | 9 | 397.1153
1991 | 10 | 315.1855
1991 | 11 | 375.1
1991 | 12 | 362.0242
1992 | 1 | 303.9637
1992 | 2 | 375.064
1992 | 3 | 466.7608
1992 | 4 | 422.6597
1992 | 5 | 877.25
1992 | 6 | 1036.7347
1992 | 7 | 722.5847
1992 | 8 | 842.6089
1992 | 9 | 124.1931
1992 | 10 | 247.2043
1992 | 11 | 286.1986
1992 | 12 | 258.2634
1993 | 1 | 260.8656
1993 | 2 | 257.6652
1993 | 3 | 634.1116
1993 | 4 | 858.5958
1993 | 5 | 1345.3118
1993 | 6 | 803.1375
1993 | 7 | 742.2634
1993 | 8 | 684.203
1993 | 9 | 590.0431
1993 | 10 | 478.1452
1993 | 11 | 330.7333
1993 | 12 | 417.1573
1994 | 1 | 427.7285
1994 | 2 | 439.5253
1994 | 3 | 681.2755
1994 | 4 | 494.4194
1994 | 5 | 485.4637
1994 | 6 | 994.5528
1994 | 7 | 1048.6667
1994 | 8 | 1001.3401
1994 | 9 | 624.8306
1994 | 10 | 371.457
1994 | 11 | 365.3528
1994 | 12 | 386.4194
1995 | 1 | 405.6102
1995 | 2 | 515.5104
1995 | 3 | 800.8118
1995 | 4 | 612.0583
1995 | 5 | 855.7823
1995 | 6 | 772.8875
1995 | 7 | 526.4476
1995 | 8 | 796.746
1995 | 9 | 528.0306
1995 | 10 | 297.1331
1995 | 11 | 417.45
1995 | 12 | 436.6734
1996 | 1 | 298.5968
1996 | 2 | 395.7708
1996 | 3 | 524.0081
1996 | 4 | 1174.2042
1996 | 5 | 1158.4449
1996 | 6 | 906.9958
1996 | 7 | 652.3266
1996 | 8 | 698.3522
1996 | 9 | 532.5681
1996 | 10 | 401.707
1996 | 11 | 479.4625
1996 | 12 | 510.8347
1997 | 1 | 649.8871
1997 | 2 | 457.8914
1997 | 3 | 1152.4274
1997 | 4 | 1916.5056
1997 | 5 | 2152.7917
1997 | 6 | 2011.7931
1997 | 7 | 1266.1089
1997 | 8 | 1453.3011
1997 | 9 | 1599.5528
1997 | 10 | 1597.7204
1997 | 11 | 1691.6472
1997 | 12 | 1207.0726
1998 | 1 | 1270.3374
1998 | 2 | 1355.8482
1998 | 3 | 1615.4476
1998 | 4 | 1782.3972
1998 | 5 | 1675.1344
1998 | 6 | 1164.7931
1998 | 7 | 1340.5954
1998 | 8 | 1212.6022
1998 | 9 | 1325.4542
1998 | 10 | 1595.4435
1998 | 11 | 1675.85
1998 | 12 | 1250.0081
1999 | 1 | 1012.2366
1999 | 2 | 1314.6146
1999 | 3 | 1604.5511
1999 | 4 | 1235.3764
1999 | 5 | 1893.2272
1999 | 6 | 1643.0792
1999 | 7 | 1173.8952
1999 | 8 | 1207.8858
1999 | 9 | 1222.9403
1999 | 10 | 1222.8481
1999 | 11 | 1338.7306
1999 | 12 | 1132.586
2000 | 1 | 951.5739
2000 | 2 | 814.4092
2000 | 3 | 856.7581
2000 | 4 | 751.0403
2000 | 5 | 703.3938
2000 | 6 | 953.8833
2000 | 7 | 1063.1411
2000 | 8 | 1032.078
2000 | 9 | 557.2722
2000 | 10 | 413.9046
2000 | 11 | 441.8181
2000 | 12 | 365.9274
2001 | 1 | 381.2151
2001 | 2 | 362.0997
2001 | 3 | 636.5511
2001 | 4 | 436.1042
2001 | 5 | 615.246
2001 | 6 | 1050.8514
2001 | 7 | 1142.6694
2001 | 8 | 967.8374
2001 | 9 | 321.8264
2001 | 10 | 221.8333
2001 | 11 | 274.4347
2001 | 12 | 323.1546
2002 | 1 | 279.5685
2002 | 2 | 275.311
2002 | 3 | 353.8925
2002 | 4 | 545.8444
2002 | 5 | 343.9718
2002 | 6 | 697.2625
2002 | 7 | 1139.4167
2002 | 8 | 925.3898
2002 | 9 | 429.8861
2002 | 10 | 264.4435
2002 | 11 | 288.3833
2002 | 12 | 303.1505
2003 | 1 | 285.586
2003 | 2 | 357.058
2003 | 3 | 398.2917
2003 | 4 | 363.1681
2003 | 5 | 242.1626
2003 | 6 | 902.7944
2003 | 7 | 1025.5726
2003 | 8 | 896.6035
2003 | 9 | 428.0375
2003 | 10 | 215.328
2003 | 11 | 285.5264
2003 | 12 | 295.1815
2004 | 1 | 294.3683
2004 | 2 | 272.4301
2004 | 3 | 573.6116
2004 | 4 | 435.2639
2004 | 5 | 339.5806
2004 | 6 | 381.3181
2004 | 7 | 746.3293
2004 | 8 | 587.2728
2004 | 9 | 190.9111
2004 | 10 | 282.0081
2004 | 11 | 279.8125
2004 | 12 | 315.6734
2005 | 1 | 310.4691
2005 | 2 | 299.2589
2005 | 3 | 509.0457
2005 | 4 | 1039.2556
2005 | 5 | 1245.4543
2005 | 6 | 898.425
2005 | 7 | 730.879
2005 | 8 | 753.9731
2005 | 9 | 443.1625
2005 | 10 | 417.9704
2005 | 11 | 434.0875
2005 | 12 | 423.5
2006 | 1 | 531.4892
2006 | 2 | 411.436
2006 | 3 | 719.8199
2006 | 4 | 1733.6611
2006 | 5 | 1244.8038
2006 | 6 | 474.925
2006 | 7 | 643.8696
2006 | 8 | 772.1882
2006 | 9 | 528.3667
2006 | 10 | 504.9798
2006 | 11 | 498.2847
2006 | 12 | 466.9234
2007 | 1 | 484.3253
2007 | 2 | 465.6339
2007 | 3 | 726.6505
2007 | 4 | 581.4722
2007 | 5 | 367.2285
2007 | 6 | 674.9111
2007 | 7 | 954.8266
2007 | 8 | 796.2581
2007 | 9 | 366.1931

## QX6-CacheGrounwater
1966 | 10 | 0
1966 | 11 | 0
1966 | 12 | 0
1967 | 1 | 0
1967 | 2 | 0
1967 | 3 | 0
1967 | 4 | 0
1967 | 5 | 0
1967 | 6 | 0
1967 | 7 | 0
1967 | 8 | 0
1967 | 9 | 0
1967 | 10 | 0
1967 | 11 | 0
1967 | 12 | 0
1968 | 1 | 0
1968 | 2 | 0
1968 | 3 | 0
1968 | 4 | 0
1968 | 5 | 0
1968 | 6 | 0
1968 | 7 | 0
1968 | 8 | 0
1968 | 9 | 0
1968 | 10 | 0
1968 | 11 | 0
1968 | 12 | 0
1969 | 1 | 0
1969 | 2 | 0
1969 | 3 | 0
1969 | 4 | 0
1969 | 5 | 0
1969 | 6 | 0
1969 | 7 | 0
1969 | 8 | 0
1969 | 9 | 0
1969 | 10 | 0
1969 | 11 | 0
1969 | 12 | 0
1970 | 1 | 0
1970 | 2 | 0
1970 | 3 | 0
1970 | 4 | 0
1970 | 5 | 0
1970 | 6 | 0
1970 | 7 | 0
1970 | 8 | 0
1970 | 9 | 0
1970 | 10 | 0
1970 | 11 | 0
1970 | 12 | 0
1971 | 1 | 0
1971 | 2 | 0
1971 | 3 | 0
1971 | 4 | 0
1971 | 5 | 0
1971 | 6 | 0
1971 | 7 | 0
1971 | 8 | 0
1971 | 9 | 0
1971 | 10 | 0
1971 | 11 | 0
1971 | 12 | 0
1972 | 1 | 0
1972 | 2 | 0
1972 | 3 | 0
1972 | 4 | 0
1972 | 5 | 0
1972 | 6 | 0
1972 | 7 | 0
1972 | 8 | 0
1972 | 9 | 0
1972 | 10 | 0
1972 | 11 | 0
1972 | 12 | 0
1973 | 1 | 0
1973 | 2 | 0
1973 | 3 | 0
1973 | 4 | 0
1973 | 5 | 0
1973 | 6 | 0
1973 | 7 | 0
1973 | 8 | 0
1973 | 9 | 0
1973 | 10 | 0
1973 | 11 | 0
1973 | 12 | 0
1974 | 1 | 0
1974 | 2 | 0
1974 | 3 | 0
1974 | 4 | 0
1974 | 5 | 0
1974 | 6 | 0
1974 | 7 | 0
1974 | 8 | 0
1974 | 9 | 0
1974 | 10 | 0
1974 | 11 | 0
1974 | 12 | 0
1975 | 1 | 0
1975 | 2 | 0
1975 | 3 | 0
1975 | 4 | 0
1975 | 5 | 0
1975 | 6 | 0
1975 | 7 | 0
1975 | 8 | 0
1975 | 9 | 0
1975 | 10 | 0
1975 | 11 | 0
1975 | 12 | 0
1976 | 1 | 0
1976 | 2 | 0
1976 | 3 | 0
1976 | 4 | 0
1976 | 5 | 0
1976 | 6 | 0
1976 | 7 | 0
1976 | 8 | 0
1976 | 9 | 0
1976 | 10 | 0
1976 | 11 | 0
1976 | 12 | 0
1977 | 1 | 0
1977 | 2 | 0
1977 | 3 | 0
1977 | 4 | 0
1977 | 5 | 0
1977 | 6 | 0
1977 | 7 | 0
1977 | 8 | 0
1977 | 9 | 0
1977 | 10 | 0
1977 | 11 | 0
1977 | 12 | 0
1978 | 1 | 0
1978 | 2 | 0
1978 | 3 | 0
1978 | 4 | 0
1978 | 5 | 0
1978 | 6 | 0
1978 | 7 | 0
1978 | 8 | 0
1978 | 9 | 0
1978 | 10 | 0
1978 | 11 | 0
1978 | 12 | 0
1979 | 1 | 0
1979 | 2 | 0
1979 | 3 | 0
1979 | 4 | 0
1979 | 5 | 0
1979 | 6 | 0
1979 | 7 | 0
1979 | 8 | 0
1979 | 9 | 0
1979 | 10 | 0
1979 | 11 | 0
1979 | 12 | 0
1980 | 1 | 0
1980 | 2 | 0
1980 | 3 | 0
1980 | 4 | 0
1980 | 5 | 0
1980 | 6 | 0
1980 | 7 | 0
1980 | 8 | 0
1980 | 9 | 0
1980 | 10 | 0
1980 | 11 | 0
1980 | 12 | 0
1981 | 1 | 0
1981 | 2 | 0
1981 | 3 | 0
1981 | 4 | 0
1981 | 5 | 0
1981 | 6 | 0
1981 | 7 | 0
1981 | 8 | 0
1981 | 9 | 0
1981 | 10 | 0
1981 | 11 | 0
1981 | 12 | 0
1982 | 1 | 0
1982 | 2 | 0
1982 | 3 | 0
1982 | 4 | 0
1982 | 5 | 0
1982 | 6 | 0
1982 | 7 | 0
1982 | 8 | 0
1982 | 9 | 0
1982 | 10 | 0
1982 | 11 | 0
1982 | 12 | 0
1983 | 1 | 0
1983 | 2 | 0
1983 | 3 | 0
1983 | 4 | 0
1983 | 5 | 0
1983 | 6 | 0
1983 | 7 | 0
1983 | 8 | 0
1983 | 9 | 0
1983 | 10 | 0
1983 | 11 | 0
1983 | 12 | 0
1984 | 1 | 0
1984 | 2 | 0
1984 | 3 | 0
1984 | 4 | 0
1984 | 5 | 0
1984 | 6 | 0
1984 | 7 | 0
1984 | 8 | 0
1984 | 9 | 0
1984 | 10 | 0
1984 | 11 | 0
1984 | 12 | 0
1985 | 1 | 0
1985 | 2 | 0
1985 | 3 | 0
1985 | 4 | 0
1985 | 5 | 0
1985 | 6 | 0
1985 | 7 | 0
1985 | 8 | 0
1985 | 9 | 0
1985 | 10 | 0
1985 | 11 | 0
1985 | 12 | 0
1986 | 1 | 0
1986 | 2 | 0
1986 | 3 | 0
1986 | 4 | 0
1986 | 5 | 0
1986 | 6 | 0
1986 | 7 | 0
1986 | 8 | 0
1986 | 9 | 0
1986 | 10 | 0
1986 | 11 | 0
1986 | 12 | 0
1987 | 1 | 0
1987 | 2 | 0
1987 | 3 | 0
1987 | 4 | 0
1987 | 5 | 0
1987 | 6 | 0
1987 | 7 | 0
1987 | 8 | 0
1987 | 9 | 0
1987 | 10 | 0
1987 | 11 | 0
1987 | 12 | 0
1988 | 1 | 0
1988 | 2 | 0
1988 | 3 | 0
1988 | 4 | 0
1988 | 5 | 0
1988 | 6 | 0
1988 | 7 | 0
1988 | 8 | 0
1988 | 9 | 0
1988 | 10 | 0
1988 | 11 | 0
1988 | 12 | 0
1989 | 1 | 0
1989 | 2 | 0
1989 | 3 | 0
1989 | 4 | 0
1989 | 5 | 0
1989 | 6 | 0
1989 | 7 | 0
1989 | 8 | 0
1989 | 9 | 0
1989 | 10 | 0
1989 | 11 | 0
1989 | 12 | 0
1990 | 1 | 0
1990 | 2 | 0
1990 | 3 | 0
1990 | 4 | 0
1990 | 5 | 0
1990 | 6 | 0
1990 | 7 | 0
1990 | 8 | 0
1990 | 9 | 0
1990 | 10 | 0
1990 | 11 | 0
1990 | 12 | 0
1991 | 1 | 0
1991 | 2 | 0
1991 | 3 | 0
1991 | 4 | 0
1991 | 5 | 0
1991 | 6 | 0
1991 | 7 | 0
1991 | 8 | 0
1991 | 9 | 0
1991 | 10 | 0
1991 | 11 | 0
1991 | 12 | 0
1992 | 1 | 0
1992 | 2 | 0
1992 | 3 | 0
1992 | 4 | 0
1992 | 5 | 0
1992 | 6 | 0
1992 | 7 | 0
1992 | 8 | 0
1992 | 9 | 0
1992 | 10 | 0
1992 | 11 | 0
1992 | 12 | 0
1993 | 1 | 0
1993 | 2 | 0
1993 | 3 | 0
1993 | 4 | 0
1993 | 5 | 0
1993 | 6 | 0
1993 | 7 | 0
1993 | 8 | 0
1993 | 9 | 0
1993 | 10 | 0
1993 | 11 | 0
1993 | 12 | 0
1994 | 1 | 0
1994 | 2 | 0
1994 | 3 | 0
1994 | 4 | 0
1994 | 5 | 0
1994 | 6 | 0
1994 | 7 | 0
1994 | 8 | 0
1994 | 9 | 0
1994 | 10 | 0
1994 | 11 | 0
1994 | 12 | 0
1995 | 1 | 0
1995 | 2 | 0
1995 | 3 | 0
1995 | 4 | 0
1995 | 5 | 0
1995 | 6 | 0
1995 | 7 | 0
1995 | 8 | 0
1995 | 9 | 0
1995 | 10 | 0
1995 | 11 | 0
1995 | 12 | 0
1996 | 1 | 0
1996 | 2 | 0
1996 | 3 | 0
1996 | 4 | 0
1996 | 5 | 0
1996 | 6 | 0
1996 | 7 | 0
1996 | 8 | 0
1996 | 9 | 0
1996 | 10 | 0
1996 | 11 | 0
1996 | 12 | 0
1997 | 1 | 0
1997 | 2 | 0
1997 | 3 | 0
1997 | 4 | 0
1997 | 5 | 0
1997 | 6 | 0
1997 | 7 | 0
1997 | 8 | 0
1997 | 9 | 0
1997 | 10 | 0
1997 | 11 | 0
1997 | 12 | 0
1998 | 1 | 0
1998 | 2 | 0
1998 | 3 | 0
1998 | 4 | 0
1998 | 5 | 0
1998 | 6 | 0
1998 | 7 | 0
1998 | 8 | 0
1998 | 9 | 0
1998 | 10 | 0
1998 | 11 | 0
1998 | 12 | 0
1999 | 1 | 0
1999 | 2 | 0
1999 | 3 | 0
1999 | 4 | 0
1999 | 5 | 0
1999 | 6 | 0
1999 | 7 | 0
1999 | 8 | 0
1999 | 9 | 0
1999 | 10 | 0
1999 | 11 | 0
1999 | 12 | 0
2000 | 1 | 0
2000 | 2 | 0
2000 | 3 | 0
2000 | 4 | 0
2000 | 5 | 0
2000 | 6 | 0
2000 | 7 | 0
2000 | 8 | 0
2000 | 9 | 0
2000 | 10 | 0
2000 | 11 | 0
2000 | 12 | 0
2001 | 1 | 0
2001 | 2 | 0
2001 | 3 | 0
2001 | 4 | 0
2001 | 5 | 0
2001 | 6 | 0
2001 | 7 | 0
2001 | 8 | 0
2001 | 9 | 0
2001 | 10 | 0
2001 | 11 | 0
2001 | 12 | 0
2002 | 1 | 0
2002 | 2 | 0
2002 | 3 | 0
2002 | 4 | 0
2002 | 5 | 0
2002 | 6 | 0
2002 | 7 | 0
2002 | 8 | 0
2002 | 9 | 0
2002 | 10 | 0
2002 | 11 | 0
2002 | 12 | 0
2003 | 1 | 0
2003 | 2 | 0
2003 | 3 | 0
2003 | 4 | 0
2003 | 5 | 0
2003 | 6 | 0
2003 | 7 | 0
2003 | 8 | 0
2003 | 9 | 0
2003 | 10 | 0
2003 | 11 | 0
2003 | 12 | 0
2004 | 1 | 0
2004 | 2 | 0
2004 | 3 | 0
2004 | 4 | 0
2004 | 5 | 0
2004 | 6 | 0
2004 | 7 | 0
2004 | 8 | 0
2004 | 9 | 0
2004 | 10 | 0
2004 | 11 | 0
2004 | 12 | 0
2005 | 1 | 0
2005 | 2 | 0
2005 | 3 | 0
2005 | 4 | 0
2005 | 5 | 0
2005 | 6 | 0
2005 | 7 | 0
2005 | 8 | 0
2005 | 9 | 0
2005 | 10 | 0
2005 | 11 | 0
2005 | 12 | 0
2006 | 1 | 0
2006 | 2 | 0
2006 | 3 | 0
2006 | 4 | 0
2006 | 5 | 0
2006 | 6 | 0
2006 | 7 | 0
2006 | 8 | 0
2006 | 9 | 0
2006 | 10 | 0
2006 | 11 | 0
2006 | 12 | 0
2007 | 1 | 0
2007 | 2 | 0
2007 | 3 | 0
2007 | 4 | 0
2007 | 5 | 0
2007 | 6 | 0
2007 | 7 | 0
2007 | 8 | 0
2007 | 9 | 0

## QX15-SouthCacheReachGain
1966 | 10 | 558.2247
1966 | 11 | 715.3722
1966 | 12 | 611.6778
1967 | 1 | 754.0317
1967 | 2 | 695.2854
1967 | 3 | 1370.8633
1967 | 4 | 1238.6988
1967 | 5 | 1034.8541
1967 | 6 | -93.5666
1967 | 7 | -293.3876
1967 | 8 | -113.161
1967 | 9 | 237.0003
1967 | 10 | 323.6132
1967 | 11 | 443.3692
1967 | 12 | 490.3541
1968 | 1 | 544.7098
1968 | 2 | 547.5646
1968 | 3 | 709.7382
1968 | 4 | 983.7334
1968 | 5 | 1972.3862
1968 | 6 | 2502.1019
1968 | 7 | 172.9682
1968 | 8 | -54.7102
1968 | 9 | 248.9004
1968 | 10 | 510.742
1968 | 11 | 537.7761
1968 | 12 | 486.3224
1969 | 1 | 689.1926
1969 | 2 | 756.4283
1969 | 3 | 1202.2244
1969 | 4 | 885.2326
1969 | 5 | 779.8385
1969 | 6 | 1518.666
1969 | 7 | -124.8707
1969 | 8 | 465.6776
1969 | 9 | 393.3996
1969 | 10 | 590.7646
1969 | 11 | 565.7204
1969 | 12 | 561.2904
1970 | 1 | 1034.5793
1970 | 2 | 843.1431
1970 | 3 | 1098.9353
1970 | 4 | 2261.8328
1970 | 5 | 1429.5857
1970 | 6 | 655.4335
1970 | 7 | 59.5486
1970 | 8 | -2.6135
1970 | 9 | 271.5996
1970 | 10 | 584.6333
1970 | 11 | 567.1858
1970 | 12 | 573.9336
1971 | 1 | 758.1642
1971 | 2 | 683.2773
1971 | 3 | 589.7172
1971 | 4 | 553.5011
1971 | 5 | 1325.5469
1971 | 6 | 1445.8105
1971 | 7 | -12.4318
1971 | 8 | -13.6499
1971 | 9 | 386.1631
1971 | 10 | 635.4094
1971 | 11 | 664.9471
1971 | 12 | 728.2086
1972 | 1 | 1151.1735
1972 | 2 | 1284.1035
1972 | 3 | 1291.0033
1972 | 4 | 2147.7618
1972 | 5 | 3219.5677
1972 | 6 | 3270.393
1972 | 7 | 1064.8537
1972 | 8 | 247.297
1972 | 9 | 719.7903
1972 | 10 | 996.2122
1972 | 11 | 981.026
1972 | 12 | 1025.8279
1973 | 1 | 1124.4803
1973 | 2 | 1026.2421
1973 | 3 | 1473.7767
1973 | 4 | 1937.8217
1973 | 5 | 2157.7374
1973 | 6 | 1821.6382
1973 | 7 | 426.5283
1973 | 8 | 80.0389
1973 | 9 | 529.9027
1973 | 10 | 752.2687
1973 | 11 | 798.958
1973 | 12 | 648.6446
1974 | 1 | 721.4804
1974 | 2 | 873.2203
1974 | 3 | 1395.0715
1974 | 4 | 1312.9071
1974 | 5 | 1742.0064
1974 | 6 | 795.8439
1974 | 7 | -13.4125
1974 | 8 | 36.8253
1974 | 9 | 646.6055
1974 | 10 | 694.8767
1974 | 11 | 679.3243
1974 | 12 | 643.2028
1975 | 1 | 832.763
1975 | 2 | 871.128
1975 | 3 | 1746.2431
1975 | 4 | 1741.3732
1975 | 5 | 2142.7262
1975 | 6 | 1760.5399
1975 | 7 | 192.3526
1975 | 8 | 157.0528
1975 | 9 | 426.8124
1975 | 10 | 655.9924
1975 | 11 | 625.1062
1975 | 12 | 588.099
1976 | 1 | 582.5516
1976 | 2 | 819.4743
1976 | 3 | 1351.8676
1976 | 4 | 1146.2498
1976 | 5 | 2295.2415
1976 | 6 | 2540.6454
1976 | 7 | 848.8378
1976 | 8 | 200.6844
1976 | 9 | 435.8269
1976 | 10 | 763.2238
1976 | 11 | 856.8279
1976 | 12 | 785.2835
1977 | 1 | 625.113
1977 | 2 | 788.4879
1977 | 3 | 1536.9309
1977 | 4 | 2234.7658
1977 | 5 | 2427.4763
1977 | 6 | 1253.2323
1977 | 7 | -42.8477
1977 | 8 | 256.868
1977 | 9 | 356.0005
1977 | 10 | 687.0621
1977 | 11 | 449.8494
1977 | 12 | 460.3887
1978 | 1 | 409.6679
1978 | 2 | 496.0892
1978 | 3 | 571.525
1978 | 4 | 361.4606
1978 | 5 | 188.4608
1978 | 6 | -116.8692
1978 | 7 | -167.3036
1978 | 8 | 188.0363
1978 | 9 | 505.5699
1978 | 10 | 163.2638
1978 | 11 | 419.7003
1978 | 12 | 442.9299
1979 | 1 | 585.035
1979 | 2 | 651.8155
1979 | 3 | 949.3442
1979 | 4 | 1836.7363
1979 | 5 | 1892.7945
1979 | 6 | 1404.6117
1979 | 7 | 91.8754
1979 | 8 | 74.7029
1979 | 9 | 454.5113
1979 | 10 | 475.8049
1979 | 11 | 555.3715
1979 | 12 | 602.9329
1980 | 1 | 537.6173
1980 | 2 | 652.0478
1980 | 3 | 1478.0833
1980 | 4 | 1160.9362
1980 | 5 | 1335.2692
1980 | 6 | 402.851
1980 | 7 | -197.0722
1980 | 8 | 50.8655
1980 | 9 | 162.9265
1980 | 10 | 474.5981
1980 | 11 | 472.863
1980 | 12 | 398.1128
1981 | 1 | 1272.7167
1981 | 2 | 1379.8177
1981 | 3 | 966.7103
1981 | 4 | 1158.812
1981 | 5 | 2996.2544
1981 | 6 | 2965.8142
1981 | 7 | 306.1918
1981 | 8 | 49.6035
1981 | 9 | 579.7127
1981 | 10 | 640.1973
1981 | 11 | 697.6356
1981 | 12 | 715.406
1982 | 1 | 647.0361
1982 | 2 | 649.0444
1982 | 3 | 594.9459
1982 | 4 | 712.5219
1982 | 5 | 1144.7543
1982 | 6 | 995.6149
1982 | 7 | -125.1976
1982 | 8 | -193.5756
1982 | 9 | 233.9922
1982 | 10 | 500.3675
1982 | 11 | 404.3938
1982 | 12 | 542.5061
1983 | 1 | 607.5582
1983 | 2 | 1284.9858
1983 | 3 | 1660.0761
1983 | 4 | 1856.9231
1983 | 5 | 3455.5388
1983 | 6 | 2140.9017
1983 | 7 | 599.7583
1983 | 8 | 124.8284
1983 | 9 | 774.1093
1983 | 10 | 1100.9406
1983 | 11 | 1043.5662
1983 | 12 | 1060.5162
1984 | 1 | 946.0053
1984 | 2 | 1138.4101
1984 | 3 | 1736.7468
1984 | 4 | 1524.9697
1984 | 5 | 3735.514
1984 | 6 | 3768.2291
1984 | 7 | 1410.7836
1984 | 8 | 600.3617
1984 | 9 | 1090.5629
1984 | 10 | 1502.3028
1984 | 11 | 1321.4696
1984 | 12 | 1599.2346
1985 | 1 | 1320.9183
1985 | 2 | 1218.5528
1985 | 3 | 2050.3027
1985 | 4 | 2199.0758
1985 | 5 | 3749.0972
1985 | 6 | 3666.4328
1985 | 7 | 1363.8147
1985 | 8 | 940.5408
1985 | 9 | 1366.1118
1985 | 10 | 1573.9904
1985 | 11 | 1522.3934
1985 | 12 | 1038.7053
1986 | 1 | 820.0303
1986 | 2 | 799.1672
1986 | 3 | 1109.7993
1986 | 4 | 3267.2185
1986 | 5 | 2013.3229
1986 | 6 | 739.1789
1986 | 7 | 235.6735
1986 | 8 | 146.745
1986 | 9 | 534.8402
1986 | 10 | 775.4701
1986 | 11 | 840.7668
1986 | 12 | 744.6119
1987 | 1 | 695.2247
1987 | 2 | 3275.8913
1987 | 3 | 2553.9018
1987 | 4 | 3494.9321
1987 | 5 | 4291.3853
1987 | 6 | 3738.9319
1987 | 7 | 1536.1275
1987 | 8 | 755.3864
1987 | 9 | 862.9333
1987 | 10 | 1165.1926
1987 | 11 | 897.1394
1987 | 12 | 879.1935
1988 | 1 | 757.8698
1988 | 2 | 1001.9646
1988 | 3 | 963.2576
1988 | 4 | 758.1658
1988 | 5 | 676.2257
1988 | 6 | 346.2331
1988 | 7 | 32.0975
1988 | 8 | 108.9358
1988 | 9 | 251.3657
1988 | 10 | 406.9032
1988 | 11 | 428.3669
1988 | 12 | 491.9675
1989 | 1 | 533.9678
1989 | 2 | 527.5348
1989 | 3 | 849.8054
1989 | 4 | 675.5665
1989 | 5 | 467.3218
1989 | 6 | -91.4659
1989 | 7 | -337.3217
1989 | 8 | -85.7734
1989 | 9 | 101.7005
1989 | 10 | 227.9028
1989 | 11 | 358.6995
1989 | 12 | 355.322
1990 | 1 | 337.2908
1990 | 2 | 360.607
1990 | 3 | 1122.031
1990 | 4 | 1251.1333
1990 | 5 | 1103.2419
1990 | 6 | 445.2834
1990 | 7 | -271.967
1990 | 8 | -100.1942
1990 | 9 | 245.1326
1990 | 10 | 352.8386
1990 | 11 | 366.3393
1990 | 12 | 380.2571
1991 | 1 | 435.613
1991 | 2 | 431.8206
1991 | 3 | 525.6442
1991 | 4 | 453.2996
1991 | 5 | 224.3542
1991 | 6 | 357.8659
1991 | 7 | -263.1929
1991 | 8 | -159.7102
1991 | 9 | 69.4002
1991 | 10 | 469.3548
1991 | 11 | 352.0999
1991 | 12 | 270.7001
1992 | 1 | 245.6544
1992 | 2 | 484.7743
1992 | 3 | 456.884
1992 | 4 | 542.8295
1992 | 5 | 994.6607
1992 | 6 | 1253.5818
1992 | 7 | -139.6672
1992 | 8 | -114.4198
1992 | 9 | 467.3171
1992 | 10 | 173.8708
1992 | 11 | 273.7659
1992 | 12 | 450.1607
1993 | 1 | 388.2262
1993 | 2 | 670.963
1993 | 3 | 539.9999
1993 | 4 | 348.5657
1993 | 5 | -70.0157
1993 | 6 | -243.899
1993 | 7 | -90.0962
1993 | 8 | -312.9216
1993 | 9 | 189.0407
1993 | 10 | 173.3813
1993 | 11 | 457.0254
1993 | 12 | 345.5688
1994 | 1 | 371.3155
1994 | 2 | 511.4177
1994 | 3 | 1474.359
1994 | 4 | 1286.4283
1994 | 5 | 2474.8127
1994 | 6 | 1953.387
1994 | 7 | 261.7015
1994 | 8 | 110.5377
1994 | 9 | 237.0978
1994 | 10 | 453.8996
1994 | 11 | 551.8373
1994 | 12 | 567.0428
1995 | 1 | 510.9648
1995 | 2 | 614.8096
1995 | 3 | 816.1401
1995 | 4 | 1095.5088
1995 | 5 | 572.3219
1995 | 6 | -79.5172
1995 | 7 | -317.4119
1995 | 8 | -235.1791
1995 | 9 | 7.102
1995 | 10 | 338.2682
1995 | 11 | 240.3262
1995 | 12 | 50.8037
1996 | 1 | 519.8967
1996 | 2 | 655.5751
1996 | 3 | 1234.5025
1996 | 4 | 1035.8793
1996 | 5 | 2021.8645
1996 | 6 | 2580.9804
1996 | 7 | 419.4699
1996 | 8 | -62.6289
1996 | 9 | 290.9058
1996 | 10 | 594.4564
1996 | 11 | 600.9398
1996 | 12 | 512.5326
1997 | 1 | 464.7522
1997 | 2 | 610.1659
1997 | 3 | 951.9122
1997 | 4 | 1221.7673
1997 | 5 | 1944.3822
1997 | 6 | 1962.4402
1997 | 7 | 238.2724
1997 | 8 | 54.1833
1997 | 9 | 396.9002
1997 | 10 | 227.7776
1997 | 11 | 575.9466
1997 | 12 | 1265.7251
1998 | 1 | 1618.7279
1998 | 2 | 1103.0915
1998 | 3 | 1120.164
1998 | 4 | 1426.869
1998 | 5 | 3328.871
1998 | 6 | 3042.5383
1998 | 7 | 663.4199
1998 | 8 | 529.1424
1998 | 9 | 612.297
1998 | 10 | 533.4848
1998 | 11 | 726.6739
1998 | 12 | 831.5725
1999 | 1 | 1133.1357
1999 | 2 | 975.4653
1999 | 3 | 1258.4943
1999 | 4 | 1773.4062
1999 | 5 | 3440.2056
1999 | 6 | 3174.5862
1999 | 7 | 474.0565
1999 | 8 | 178.6799
1999 | 9 | 585.9643
1999 | 10 | 798.7252
1999 | 11 | 703.4755
1999 | 12 | 968.5985
2000 | 1 | 939.5585
2000 | 2 | 835.8597
2000 | 3 | 825.0655
2000 | 4 | 1264.9122
2000 | 5 | 2744.789
2000 | 6 | 2969.4576
2000 | 7 | 531.3868
2000 | 8 | 320.315
2000 | 9 | 597.2005
2000 | 10 | 395.1349
2000 | 11 | 503.9398
2000 | 12 | 379.8961
2001 | 1 | 1028.6935
2001 | 2 | 773.2296
2001 | 3 | 731.419
2001 | 4 | 908.6798
2001 | 5 | 880.0815
2001 | 6 | 17.8643
2001 | 7 | -225.8162
2001 | 8 | -232.8925
2001 | 9 | 357.3752
2001 | 10 | 263.053
2001 | 11 | 134.4747
2001 | 12 | 93.0187
2002 | 1 | 320.0255
2002 | 2 | 555.2351
2002 | 3 | 717.8862
2002 | 4 | 918.1648
2002 | 5 | 366.3633
2002 | 6 | -192.869
2002 | 7 | -340.0295
2002 | 8 | -216.6258
2002 | 9 | 7.0163
2002 | 10 | 94.9492
2002 | 11 | 312.3094
2002 | 12 | 726.8083
2003 | 1 | 723.0173
2003 | 2 | 578.8085
2003 | 3 | 794.6057
2003 | 4 | 823.3899
2003 | 5 | 742.1203
2003 | 6 | 247.9727
2003 | 7 | -336.7134
2003 | 8 | -243.0474
2003 | 9 | 234.1737
2003 | 10 | 185.0471
2003 | 11 | 303.5722
2003 | 12 | 390.3584
2004 | 1 | 361.3948
2004 | 2 | 421.5283
2004 | 3 | 467.9919
2004 | 4 | 581.0084
2004 | 5 | 637.2748
2004 | 6 | -140.8255
2004 | 7 | -334.4788
2004 | 8 | -266.8717
2004 | 9 | 87.7401
2004 | 10 | 51.3469
2004 | 11 | 249.4146
2004 | 12 | 312.6744
2005 | 1 | 463.3633
2005 | 2 | 675.8138
2005 | 3 | 790.304
2005 | 4 | 850.0637
2005 | 5 | 563.9478
2005 | 6 | 555.2169
2005 | 7 | -251.9711
2005 | 8 | -83.1745
2005 | 9 | 223.9408
2005 | 10 | 268.0134
2005 | 11 | 328.0982
2005 | 12 | 594.663
2006 | 1 | 756.4403
2006 | 2 | 600.7956
2006 | 3 | 1444.4326
2006 | 4 | 1656.6765
2006 | 5 | 3922.0507
2006 | 6 | 2548.0802
2006 | 7 | 143.9981
2006 | 8 | 9.7467
2006 | 9 | 313.7917
2006 | 10 | 182.1798
2006 | 11 | 259.5904
2006 | 12 | 572.9415
2007 | 1 | 996.757
2007 | 2 | 930.3063
2007 | 3 | 1445.5922
2007 | 4 | 2573.7154
2007 | 5 | 2541.257
2007 | 6 | 1239.1425
2007 | 7 | 94.6158
2007 | 8 | -0.59036
2007 | 9 | 464.2333

## QX22-MaladReachGain
1966 | 10 | 255.484
1966 | 11 | 237.0003
1966 | 12 | 226.4522
1967 | 1 | 227.0962
1967 | 2 | 216.0714
1967 | 3 | 262.5798
1967 | 4 | 250.9002
1967 | 5 | 273.6129
1967 | 6 | 94.6002
1967 | 7 | 90.8069
1967 | 8 | 67.7096
1967 | 9 | 62.2327
1967 | 10 | 86.7427
1967 | 11 | 80.2667
1967 | 12 | 98.8394
1968 | 1 | 76.0641
1968 | 2 | 102.9994
1968 | 3 | 163.3874
1968 | 4 | 178.9993
1968 | 5 | 93.2253
1968 | 6 | 287.6657
1968 | 7 | 283.1611
1968 | 8 | 189.8383
1968 | 9 | 216.2993
1968 | 10 | 280.2581
1968 | 11 | 280.3335
1968 | 12 | 259.7418
1969 | 1 | 380.8703
1969 | 2 | 298.5351
1969 | 3 | 345.1606
1969 | 4 | 270.6669
1969 | 5 | 241.1933
1969 | 6 | 318.9661
1969 | 7 | 91.0964
1969 | 8 | 183.5801
1969 | 9 | 125.9005
1969 | 10 | 130.2262
1969 | 11 | 221.9325
1969 | 12 | 201.291
1970 | 1 | 364.1937
1970 | 2 | 268.2149
1970 | 3 | 320.3231
1970 | 4 | 342.9997
1970 | 5 | 347.1936
1970 | 6 | 169.2
1970 | 7 | 205.8382
1970 | 8 | 102.7736
1970 | 9 | 130.3674
1970 | 10 | 184.0973
1970 | 11 | 174.6333
1970 | 12 | 260.3874
1971 | 1 | 378.5478
1971 | 2 | 279.9277
1971 | 3 | 174.9995
1971 | 4 | 129.433
1971 | 5 | 264.3232
1971 | 6 | 321.1659
1971 | 7 | 78.354
1971 | 8 | 78.2255
1971 | 9 | 119.6337
1971 | 10 | 208.9673
1971 | 11 | -3.9661
1971 | 12 | 273.5478
1972 | 1 | 329.9023
1972 | 2 | 167.1421
1972 | 3 | 115.1614
1972 | 4 | 177.9994
1972 | 5 | 99.677
1972 | 6 | 178.3338
1972 | 7 | 305.5478
1972 | 8 | 160.3543
1972 | 9 | 392.6668
1972 | 10 | 399.6773
1972 | 11 | 428.666
1972 | 12 | 424.1928
1973 | 1 | 579.3542
1973 | 2 | 384.6432
1973 | 3 | 276.1288
1973 | 4 | 256.6662
1973 | 5 | 140.9683
1973 | 6 | 172.3326
1973 | 7 | 279.6125
1973 | 8 | 122.2588
1973 | 9 | 251.9338
1973 | 10 | 254.0967
1973 | 11 | 269.9997
1973 | 12 | 322.9025
1974 | 1 | 305.1607
1974 | 2 | 228.2146
1974 | 3 | 327.7425
1974 | 4 | 262.6658
1974 | 5 | 313.5478
1974 | 6 | 281.4006
1974 | 7 | 180.8706
1974 | 8 | 105.1285
1974 | 9 | 57.9993
1974 | 10 | 126.6776
1974 | 11 | 115.6004
1974 | 12 | 93.2253
1975 | 1 | 256.4517
1975 | 2 | 239.9995
1975 | 3 | 159.3541
1975 | 4 | 80.9994
1975 | 5 | 206.7734
1975 | 6 | 137.5669
1975 | 7 | 84.6447
1975 | 8 | 99.581
1975 | 9 | 120.9664
1975 | 10 | 210.1285
1975 | 11 | 199.3004
1975 | 12 | 176.7738
1976 | 1 | 147.42
1976 | 2 | 218.1079
1976 | 3 | 419.9025
1976 | 4 | 227.3338
1976 | 5 | 223.5475
1976 | 6 | 189.3331
1976 | 7 | 224.2257
1976 | 8 | 157.3862
1976 | 9 | 206.9991
1976 | 10 | 167.0971
1976 | 11 | 253.3337
1976 | 12 | 118.7101
1977 | 1 | 172.2575
1977 | 2 | 227.8563
1977 | 3 | 357.0964
1977 | 4 | 448.6663
1977 | 5 | 345.8063
1977 | 6 | 434.5328
1977 | 7 | 118.323
1977 | 8 | 165.2252
1977 | 9 | 282.1333
1977 | 10 | 191.3865
1977 | 11 | 146.7663
1977 | 12 | 121.9351
1978 | 1 | 126.9671
1978 | 2 | 152.1431
1978 | 3 | 177.3219
1978 | 4 | 136.0998
1978 | 5 | 134.1929
1978 | 6 | 121.0992
1978 | 7 | 89.8392
1978 | 8 | 116.9358
1978 | 9 | 99.5998
1978 | 10 | 161.7415
1978 | 11 | 186.5669
1978 | 12 | 153.8391
1979 | 1 | 137.065
1979 | 2 | 135.9287
1979 | 3 | 203.7094
1979 | 4 | 268.3326
1979 | 5 | 262.2577
1979 | 6 | 197.4333
1979 | 7 | 112.0649
1979 | 8 | 115.8071
1979 | 9 | 130.5674
1979 | 10 | 144.3543
1979 | 11 | 148.5662
1979 | 12 | 171.1939
1980 | 1 | 191.4841
1980 | 2 | 177.0003
1980 | 3 | 403.483
1980 | 4 | 254.3336
1980 | 5 | 182.4189
1980 | 6 | 198.9996
1980 | 7 | 129.6456
1980 | 8 | 133.6123
1980 | 9 | 151.6668
1980 | 10 | 180.2249
1980 | 11 | 120.1664
1980 | 12 | 127.7737
1981 | 1 | 549.9352
1981 | 2 | 307.8928
1981 | 3 | 196.2249
1981 | 4 | -59.6664
1981 | 5 | 266.4521
1981 | 6 | 368.5324
1981 | 7 | 212.677
1981 | 8 | 86.193
1981 | 9 | 66.2341
1981 | 10 | 129.161
1981 | 11 | 82.9993
1981 | 12 | 103.5477
1982 | 1 | 173.3878
1982 | 2 | 33.0355
1982 | 3 | 6.2907
1982 | 4 | -10.0329
1982 | 5 | 15.5153
1982 | 6 | 282.0661
1982 | 7 | 110.8386
1982 | 8 | 87.9673
1982 | 9 | 157.1672
1982 | 10 | 146.0652
1982 | 11 | 215.8993
1982 | 12 | 214.936
1983 | 1 | -109.9035
1983 | 2 | -831.0701
1983 | 3 | 228.3875
1983 | 4 | 53.9996
1983 | 5 | 127.0972
1983 | 6 | 404.6324
1983 | 7 | 163.903
1983 | 8 | 179.5809
1983 | 9 | 12.2664
1983 | 10 | 259.6767
1983 | 11 | 227.6665
1983 | 12 | 496.7733
1984 | 1 | 604.1933
1984 | 2 | 357.8575
1984 | 3 | 522.5801
1984 | 4 | 245.667
1984 | 5 | 407.4187
1984 | 6 | 886.9989
1984 | 7 | 175.1605
1984 | 8 | 249.5479
1984 | 9 | 178.9993
1984 | 10 | 179.0328
1984 | 11 | 130.3338
1984 | 12 | 377.4192
1985 | 1 | 323.5481
1985 | 2 | 482.8566
1985 | 3 | 973.8711
1985 | 4 | 1113.3328
1985 | 5 | 1819.9994
1985 | 6 | 1673.9997
1985 | 7 | 462.581
1985 | 8 | 336.4516
1985 | 9 | 190.6658
1985 | 10 | 288.7102
1985 | 11 | 487.667
1985 | 12 | 520.6448
1986 | 1 | 351.936
1986 | 2 | 333.5711
1986 | 3 | 721.6121
1986 | 4 | 917.3329
1986 | 5 | 813.5477
1986 | 6 | 88.8661
1986 | 7 | 420.4506
1986 | 8 | 787.9344
1986 | 9 | 415.267
1986 | 10 | 202.5807
1986 | 11 | 314.8991
1986 | 12 | 359.0317
1987 | 1 | 240.3232
1987 | 2 | 529.285
1987 | 3 | 311.2904
1987 | 4 | 113.3333
1987 | 5 | 460.3221
1987 | 6 | -45.333
1987 | 7 | 115.8071
1987 | 8 | 237.0966
1987 | 9 | 311.333
1987 | 10 | 289.3543
1987 | 11 | 197.9997
1987 | 12 | 101.6124
1988 | 1 | 177.0959
1988 | 2 | -33.2138
1988 | 3 | -41.7417
1988 | 4 | -41.4005
1988 | 5 | 252.0963
1988 | 6 | 624.7331
1988 | 7 | 343.6774
1988 | 8 | 545.71
1988 | 9 | 459.7664
1988 | 10 | 118.2905
1988 | 11 | 191.8993
1988 | 12 | 54.4516
1989 | 1 | 134.0969
1989 | 2 | 142.6071
1989 | 3 | -304.193
1989 | 4 | 246.7661
1989 | 5 | 298.5155
1989 | 6 | 114.1333
1989 | 7 | 95.3542
1989 | 8 | 75.0005
1989 | 9 | 123.5662
1989 | 10 | 374.2576
1989 | 11 | 10.9992
1989 | 12 | 17.2262
1990 | 1 | 27.8707
1990 | 2 | 52.4639
1990 | 3 | 65.8068
1990 | 4 | 63.6662
1990 | 5 | 455.2251
1990 | 6 | 146.0991
1990 | 7 | 156.129
1990 | 8 | 102.3556
1990 | 9 | 4.9997
1990 | 10 | 163.3549
1990 | 11 | 116.4003
1990 | 12 | 182.5799
1991 | 1 | 308.7419
1991 | 2 | 63.7141
1991 | 3 | 25.0961
1991 | 4 | 205.1337
1991 | 5 | 134.967
1991 | 6 | 131.9673
1991 | 7 | 102.419
1991 | 8 | 88.7089
1991 | 9 | 116.8003
1991 | 10 | 58.5159
1991 | 11 | -24.3328
1991 | 12 | 33.9353
1992 | 1 | 53.0318
1992 | 2 | 84.3219
1992 | 3 | 119.7412
1992 | 4 | -18.4996
1992 | 5 | 95.1297
1992 | 6 | 147.0671
1992 | 7 | 69.6124
1992 | 8 | 76.8383
1992 | 9 | 102.4668
1992 | 10 | 81.096
1992 | 11 | 3.4334
1992 | 12 | -10.0329
1993 | 1 | -21.2905
1993 | 2 | -273.7139
1993 | 3 | -134.8711
1993 | 4 | -31.7659
1993 | 5 | 46.8712
1993 | 6 | 53.766
1993 | 7 | 55.4844
1993 | 8 | 30.7412
1993 | 9 | 38.4326
1993 | 10 | 15.1608
1993 | 11 | -11.9992
1993 | 12 | 4.5489
1994 | 1 | -32.387
1994 | 2 | -64.1066
1994 | 3 | 58.5809
1994 | 4 | 20.333
1994 | 5 | 185.8066
1994 | 6 | 355.0661
1994 | 7 | 130.9028
1994 | 8 | 139.2899
1994 | 9 | 130.7674
1994 | 10 | 215.9996
1994 | 11 | -2.3326
1994 | 12 | -35.7747
1995 | 1 | 126.484
1995 | 2 | 67.643
1995 | 3 | 38.9672
1995 | 4 | -78.9996
1995 | 5 | 72.1284
1995 | 6 | 29.2333
1995 | 7 | 46.9347
1995 | 8 | 51.451
1995 | 9 | 73.8335
1995 | 10 | 1.0653
1995 | 11 | 64.4997
1995 | 12 | 53.5165
1996 | 1 | 148.4185
1996 | 2 | 26.7496
1996 | 3 | 143.2256
1996 | 4 | -1.1663
1996 | 5 | 149.0317
1996 | 6 | 226.233
1996 | 7 | 68.4187
1996 | 8 | 86.419
1996 | 9 | 36.8663
1996 | 10 | 84.9033
1996 | 11 | 40.4006
1996 | 12 | 38.1605
1997 | 1 | 149.0967
1997 | 2 | 399.3918
1997 | 3 | 267.2262
1997 | 4 | 253.6664
1997 | 5 | 91.451
1997 | 6 | 291
1997 | 7 | 85.71
1997 | 8 | 86.6126
1997 | 9 | 84.4328
1997 | 10 | 140.3551
1997 | 11 | 112.6325
1997 | 12 | 217.3219
1998 | 1 | 364.0327
1998 | 2 | 216.536
1998 | 3 | 247.58
1998 | 4 | 292.5326
1998 | 5 | 489.8711
1998 | 6 | 477.9332
1998 | 7 | 192.2257
1998 | 8 | 230.9994
1998 | 9 | 192.8673
1998 | 10 | 221.6772
1998 | 11 | 235.266
1998 | 12 | 251.5808
1999 | 1 | 384.0644
1999 | 2 | 345.1777
1999 | 3 | 329.6778
1999 | 4 | 313.7328
1999 | 5 | 463.5162
1999 | 6 | 422.6664
1999 | 7 | 184.9023
1999 | 8 | 176.7738
1999 | 9 | 174.966
1999 | 10 | 214.6449
1999 | 11 | 218.2991
1999 | 12 | 272.8387
2000 | 1 | 302.9684
2000 | 2 | 316.2854
2000 | 3 | 266.4196
2000 | 4 | 199.8668
2000 | 5 | 431.3861
2000 | 6 | 440.3005
2000 | 7 | 180.0314
2000 | 8 | 184.3542
2000 | 9 | 172.7998
2000 | 10 | 173.6122
2000 | 11 | 170.5327
2000 | 12 | 186.1611
2001 | 1 | 306.8391
2001 | 2 | 215.4646
2001 | 3 | 146.0327
2001 | 4 | 106.6665
2001 | 5 | 118.5491
2001 | 6 | 114.0996
2001 | 7 | 105.0651
2001 | 8 | 103.1932
2001 | 9 | 131.9337
2001 | 10 | 135.0321
2001 | 11 | 78.7996
2001 | 12 | 45.1928
2002 | 1 | 68.2902
2002 | 2 | 97.7849
2002 | 3 | 111.1297
2002 | 4 | 70.2338
2002 | 5 | 66.4833
2002 | 6 | 106.7674
2002 | 7 | 111.1297
2002 | 8 | 110.1604
2002 | 9 | 72.9664
2002 | 10 | 119.1297
2002 | 11 | 79.3004
2002 | 12 | 119.6453
2003 | 1 | 121.2895
2003 | 2 | 83.4288
2003 | 3 | 79.4518
2003 | 4 | 71.0993
2003 | 5 | 91.516
2003 | 6 | 116.8003
2003 | 7 | 82.2263
2003 | 8 | 66.4508
2003 | 9 | 122.4671
2003 | 10 | 129.0488
2003 | 11 | 84.5992
2003 | 12 | 74.2524
2004 | 1 | 58.0605
2004 | 2 | 73.1852
2004 | 3 | 41.6393
2004 | 4 | 26.3259
2004 | 5 | 62.7232
2004 | 6 | 80.8667
2004 | 7 | 40.4195
2004 | 8 | 50.3549
2004 | 9 | 111.8662
2004 | 10 | 124.4836
2004 | 11 | 81.7674
2004 | 12 | 61.5799
2005 | 1 | 75.4835
2005 | 2 | 96.7496
2005 | 3 | 111.8063
2005 | 4 | 26.6334
2005 | 5 | 72.8716
2005 | 6 | 136.2998
2005 | 7 | 43.0005
2005 | 8 | 46.7411
2005 | 9 | 114.666
2005 | 10 | 133.5489
2005 | 11 | 87.0998
2005 | 12 | 101.6774
2006 | 1 | 132.4836
2006 | 2 | 90.1072
2006 | 3 | 193.613
2006 | 4 | 222.6669
2006 | 5 | 515.2892
2006 | 6 | 347.7994
2006 | 7 | 136.9349
2006 | 8 | 122.4832
2006 | 9 | 121.9327
2006 | 10 | 144.4194
2006 | 11 | 97.2991
2006 | 12 | 116.6121
2007 | 1 | 219.5483
2007 | 2 | 172.3926
2007 | 3 | 227.6134
2007 | 4 | 402.4326
2007 | 5 | 351.1927
2007 | 6 | 190.4338
2007 | 7 | 122.6459
2007 | 8 | 119.8388
2007 | 9 | 137.6661

## QX27-BoxElderGW
1966 | 10 | 0
1966 | 11 | 0
1966 | 12 | 0
1967 | 1 | 0
1967 | 2 | 0
1967 | 3 | 0
1967 | 4 | 0
1967 | 5 | 0
1967 | 6 | 0
1967 | 7 | 0
1967 | 8 | 0
1967 | 9 | 0
1967 | 10 | 0
1967 | 11 | 0
1967 | 12 | 0
1968 | 1 | 0
1968 | 2 | 0
1968 | 3 | 0
1968 | 4 | 0
1968 | 5 | 0
1968 | 6 | 0
1968 | 7 | 0
1968 | 8 | 0
1968 | 9 | 0
1968 | 10 | 0
1968 | 11 | 0
1968 | 12 | 0
1969 | 1 | 0
1969 | 2 | 0
1969 | 3 | 0
1969 | 4 | 0
1969 | 5 | 0
1969 | 6 | 0
1969 | 7 | 0
1969 | 8 | 0
1969 | 9 | 0
1969 | 10 | 0
1969 | 11 | 0
1969 | 12 | 0
1970 | 1 | 0
1970 | 2 | 0
1970 | 3 | 0
1970 | 4 | 0
1970 | 5 | 0
1970 | 6 | 0
1970 | 7 | 0
1970 | 8 | 0
1970 | 9 | 0
1970 | 10 | 0
1970 | 11 | 0
1970 | 12 | 0
1971 | 1 | 0
1971 | 2 | 0
1971 | 3 | 0
1971 | 4 | 0
1971 | 5 | 0
1971 | 6 | 0
1971 | 7 | 0
1971 | 8 | 0
1971 | 9 | 0
1971 | 10 | 0
1971 | 11 | 0
1971 | 12 | 0
1972 | 1 | 0
1972 | 2 | 0
1972 | 3 | 0
1972 | 4 | 0
1972 | 5 | 0
1972 | 6 | 0
1972 | 7 | 0
1972 | 8 | 0
1972 | 9 | 0
1972 | 10 | 0
1972 | 11 | 0
1972 | 12 | 0
1973 | 1 | 0
1973 | 2 | 0
1973 | 3 | 0
1973 | 4 | 0
1973 | 5 | 0
1973 | 6 | 0
1973 | 7 | 0
1973 | 8 | 0
1973 | 9 | 0
1973 | 10 | 0
1973 | 11 | 0
1973 | 12 | 0
1974 | 1 | 0
1974 | 2 | 0
1974 | 3 | 0
1974 | 4 | 0
1974 | 5 | 0
1974 | 6 | 0
1974 | 7 | 0
1974 | 8 | 0
1974 | 9 | 0
1974 | 10 | 0
1974 | 11 | 0
1974 | 12 | 0
1975 | 1 | 0
1975 | 2 | 0
1975 | 3 | 0
1975 | 4 | 0
1975 | 5 | 0
1975 | 6 | 0
1975 | 7 | 0
1975 | 8 | 0
1975 | 9 | 0
1975 | 10 | 0
1975 | 11 | 0
1975 | 12 | 0
1976 | 1 | 0
1976 | 2 | 0
1976 | 3 | 0
1976 | 4 | 0
1976 | 5 | 0
1976 | 6 | 0
1976 | 7 | 0
1976 | 8 | 0
1976 | 9 | 0
1976 | 10 | 0
1976 | 11 | 0
1976 | 12 | 0
1977 | 1 | 0
1977 | 2 | 0
1977 | 3 | 0
1977 | 4 | 0
1977 | 5 | 0
1977 | 6 | 0
1977 | 7 | 0
1977 | 8 | 0
1977 | 9 | 0
1977 | 10 | 0
1977 | 11 | 0
1977 | 12 | 0
1978 | 1 | 0
1978 | 2 | 0
1978 | 3 | 0
1978 | 4 | 0
1978 | 5 | 0
1978 | 6 | 0
1978 | 7 | 0
1978 | 8 | 0
1978 | 9 | 0
1978 | 10 | 0
1978 | 11 | 0
1978 | 12 | 0
1979 | 1 | 0
1979 | 2 | 0
1979 | 3 | 0
1979 | 4 | 0
1979 | 5 | 0
1979 | 6 | 0
1979 | 7 | 0
1979 | 8 | 0
1979 | 9 | 0
1979 | 10 | 0
1979 | 11 | 0
1979 | 12 | 0
1980 | 1 | 0
1980 | 2 | 0
1980 | 3 | 0
1980 | 4 | 0
1980 | 5 | 0
1980 | 6 | 0
1980 | 7 | 0
1980 | 8 | 0
1980 | 9 | 0
1980 | 10 | 0
1980 | 11 | 0
1980 | 12 | 0
1981 | 1 | 0
1981 | 2 | 0
1981 | 3 | 0
1981 | 4 | 0
1981 | 5 | 0
1981 | 6 | 0
1981 | 7 | 0
1981 | 8 | 0
1981 | 9 | 0
1981 | 10 | 0
1981 | 11 | 0
1981 | 12 | 0
1982 | 1 | 0
1982 | 2 | 0
1982 | 3 | 0
1982 | 4 | 0
1982 | 5 | 0
1982 | 6 | 0
1982 | 7 | 0
1982 | 8 | 0
1982 | 9 | 0
1982 | 10 | 0
1982 | 11 | 0
1982 | 12 | 0
1983 | 1 | 0
1983 | 2 | 0
1983 | 3 | 0
1983 | 4 | 0
1983 | 5 | 0
1983 | 6 | 0
1983 | 7 | 0
1983 | 8 | 0
1983 | 9 | 0
1983 | 10 | 0
1983 | 11 | 0
1983 | 12 | 0
1984 | 1 | 0
1984 | 2 | 0
1984 | 3 | 0
1984 | 4 | 0
1984 | 5 | 0
1984 | 6 | 0
1984 | 7 | 0
1984 | 8 | 0
1984 | 9 | 0
1984 | 10 | 0
1984 | 11 | 0
1984 | 12 | 0
1985 | 1 | 0
1985 | 2 | 0
1985 | 3 | 0
1985 | 4 | 0
1985 | 5 | 0
1985 | 6 | 0
1985 | 7 | 0
1985 | 8 | 0
1985 | 9 | 0
1985 | 10 | 0
1985 | 11 | 0
1985 | 12 | 0
1986 | 1 | 0
1986 | 2 | 0
1986 | 3 | 0
1986 | 4 | 0
1986 | 5 | 0
1986 | 6 | 0
1986 | 7 | 0
1986 | 8 | 0
1986 | 9 | 0
1986 | 10 | 0
1986 | 11 | 0
1986 | 12 | 0
1987 | 1 | 0
1987 | 2 | 0
1987 | 3 | 0
1987 | 4 | 0
1987 | 5 | 0
1987 | 6 | 0
1987 | 7 | 0
1987 | 8 | 0
1987 | 9 | 0
1987 | 10 | 0
1987 | 11 | 0
1987 | 12 | 0
1988 | 1 | 0
1988 | 2 | 0
1988 | 3 | 0
1988 | 4 | 0
1988 | 5 | 0
1988 | 6 | 0
1988 | 7 | 0
1988 | 8 | 0
1988 | 9 | 0
1988 | 10 | 0
1988 | 11 | 0
1988 | 12 | 0
1989 | 1 | 0
1989 | 2 | 0
1989 | 3 | 0
1989 | 4 | 0
1989 | 5 | 0
1989 | 6 | 0
1989 | 7 | 0
1989 | 8 | 0
1989 | 9 | 0
1989 | 10 | 0
1989 | 11 | 0
1989 | 12 | 0
1990 | 1 | 0
1990 | 2 | 0
1990 | 3 | 0
1990 | 4 | 0
1990 | 5 | 0
1990 | 6 | 0
1990 | 7 | 0
1990 | 8 | 0
1990 | 9 | 0
1990 | 10 | 0
1990 | 11 | 0
1990 | 12 | 0
1991 | 1 | 0
1991 | 2 | 0
1991 | 3 | 0
1991 | 4 | 0
1991 | 5 | 0
1991 | 6 | 0
1991 | 7 | 0
1991 | 8 | 0
1991 | 9 | 0
1991 | 10 | 0
1991 | 11 | 0
1991 | 12 | 0
1992 | 1 | 0
1992 | 2 | 0
1992 | 3 | 0
1992 | 4 | 0
1992 | 5 | 0
1992 | 6 | 0
1992 | 7 | 0
1992 | 8 | 0
1992 | 9 | 0
1992 | 10 | 0
1992 | 11 | 0
1992 | 12 | 0
1993 | 1 | 0
1993 | 2 | 0
1993 | 3 | 0
1993 | 4 | 0
1993 | 5 | 0
1993 | 6 | 0
1993 | 7 | 0
1993 | 8 | 0
1993 | 9 | 0
1993 | 10 | 0
1993 | 11 | 0
1993 | 12 | 0
1994 | 1 | 0
1994 | 2 | 0
1994 | 3 | 0
1994 | 4 | 0
1994 | 5 | 0
1994 | 6 | 0
1994 | 7 | 0
1994 | 8 | 0
1994 | 9 | 0
1994 | 10 | 0
1994 | 11 | 0
1994 | 12 | 0
1995 | 1 | 0
1995 | 2 | 0
1995 | 3 | 0
1995 | 4 | 0
1995 | 5 | 0
1995 | 6 | 0
1995 | 7 | 0
1995 | 8 | 0
1995 | 9 | 0
1995 | 10 | 0
1995 | 11 | 0
1995 | 12 | 0
1996 | 1 | 0
1996 | 2 | 0
1996 | 3 | 0
1996 | 4 | 0
1996 | 5 | 0
1996 | 6 | 0
1996 | 7 | 0
1996 | 8 | 0
1996 | 9 | 0
1996 | 10 | 0
1996 | 11 | 0
1996 | 12 | 0
1997 | 1 | 0
1997 | 2 | 0
1997 | 3 | 0
1997 | 4 | 0
1997 | 5 | 0
1997 | 6 | 0
1997 | 7 | 0
1997 | 8 | 0
1997 | 9 | 0
1997 | 10 | 0
1997 | 11 | 0
1997 | 12 | 0
1998 | 1 | 0
1998 | 2 | 0
1998 | 3 | 0
1998 | 4 | 0
1998 | 5 | 0
1998 | 6 | 0
1998 | 7 | 0
1998 | 8 | 0
1998 | 9 | 0
1998 | 10 | 0
1998 | 11 | 0
1998 | 12 | 0
1999 | 1 | 0
1999 | 2 | 0
1999 | 3 | 0
1999 | 4 | 0
1999 | 5 | 0
1999 | 6 | 0
1999 | 7 | 0
1999 | 8 | 0
1999 | 9 | 0
1999 | 10 | 0
1999 | 11 | 0
1999 | 12 | 0
2000 | 1 | 0
2000 | 2 | 0
2000 | 3 | 0
2000 | 4 | 0
2000 | 5 | 0
2000 | 6 | 0
2000 | 7 | 0
2000 | 8 | 0
2000 | 9 | 0
2000 | 10 | 0
2000 | 11 | 0
2000 | 12 | 0
2001 | 1 | 0
2001 | 2 | 0
2001 | 3 | 0
2001 | 4 | 0
2001 | 5 | 0
2001 | 6 | 0
2001 | 7 | 0
2001 | 8 | 0
2001 | 9 | 0
2001 | 10 | 0
2001 | 11 | 0
2001 | 12 | 0
2002 | 1 | 0
2002 | 2 | 0
2002 | 3 | 0
2002 | 4 | 0
2002 | 5 | 0
2002 | 6 | 0
2002 | 7 | 0
2002 | 8 | 0
2002 | 9 | 0
2002 | 10 | 0
2002 | 11 | 0
2002 | 12 | 0
2003 | 1 | 0
2003 | 2 | 0
2003 | 3 | 0
2003 | 4 | 0
2003 | 5 | 0
2003 | 6 | 0
2003 | 7 | 0
2003 | 8 | 0
2003 | 9 | 0
2003 | 10 | 0
2003 | 11 | 0
2003 | 12 | 0
2004 | 1 | 0
2004 | 2 | 0
2004 | 3 | 0
2004 | 4 | 0
2004 | 5 | 0
2004 | 6 | 0
2004 | 7 | 0
2004 | 8 | 0
2004 | 9 | 0
2004 | 10 | 0
2004 | 11 | 0
2004 | 12 | 0
2005 | 1 | 0
2005 | 2 | 0
2005 | 3 | 0
2005 | 4 | 0
2005 | 5 | 0
2005 | 6 | 0
2005 | 7 | 0
2005 | 8 | 0
2005 | 9 | 0
2005 | 10 | 0
2005 | 11 | 0
2005 | 12 | 0
2006 | 1 | 0
2006 | 2 | 0
2006 | 3 | 0
2006 | 4 | 0
2006 | 5 | 0
2006 | 6 | 0
2006 | 7 | 0
2006 | 8 | 0
2006 | 9 | 0
2006 | 10 | 0
2006 | 11 | 0
2006 | 12 | 0
2007 | 1 | 0
2007 | 2 | 0
2007 | 3 | 0
2007 | 4 | 0
2007 | 5 | 0
2007 | 6 | 0
2007 | 7 | 0
2007 | 8 | 0
2007 | 9 | 0

## QX54-LittleBearInflow
1966 | 10 | 60.0316
1966 | 11 | 55.3995
1966 | 12 | 48.9676
1967 | 1 | 46.1605
1967 | 2 | 42.7137
1967 | 3 | 117.5391
1967 | 4 | 177.4616
1967 | 5 | 110.0352
1967 | 6 | 73.4336
1967 | 7 | 78.2255
1967 | 8 | 76.1389
1967 | 9 | 71.2169
1967 | 10 | 61.8938
1967 | 11 | 43.7734
1967 | 12 | 41.7092
1968 | 1 | 41.3547
1968 | 2 | 37.9637
1968 | 3 | 45.6515
1968 | 4 | 54.0332
1968 | 5 | 233.5918
1968 | 6 | 139.0357
1968 | 7 | 106.1661
1968 | 8 | 88.2015
1968 | 9 | 95.1262
1968 | 10 | 71.2957
1968 | 11 | 60.3874
1968 | 12 | 53.3864
1969 | 1 | 47.5169
1969 | 2 | 50.4995
1969 | 3 | 49.7743
1969 | 4 | 111.0998
1969 | 5 | 123.4753
1969 | 6 | 83.0984
1969 | 7 | 88.3869
1969 | 8 | 76.861
1969 | 9 | 88.7888
1969 | 10 | 62.328
1969 | 11 | 51.1427
1969 | 12 | 47.4193
1970 | 1 | 47.1933
1970 | 2 | 43.6428
1970 | 3 | 43.225
1970 | 4 | 246.3005
1970 | 5 | 189.8448
1970 | 6 | 99.5359
1970 | 7 | 97.7091
1970 | 8 | 107.7697
1970 | 9 | 106.317
1970 | 10 | 66.3548
1970 | 11 | 47.995
1970 | 12 | 42.3533
1971 | 1 | 42.8672
1971 | 2 | 38.151
1971 | 3 | 40.6488
1971 | 4 | 38.8696
1971 | 5 | 159.6029
1971 | 6 | 83.4396
1971 | 7 | 100.2056
1971 | 8 | 97.2847
1971 | 9 | 94.4657
1971 | 10 | 67.4201
1971 | 11 | 56.6667
1971 | 12 | 52.7619
1972 | 1 | 64.922
1972 | 2 | 62.5563
1972 | 3 | 71.8405
1972 | 4 | 245.0989
1972 | 5 | 221.9553
1972 | 6 | 131.5085
1972 | 7 | 116.1356
1972 | 8 | 119.4273
1972 | 9 | 106.8195
1972 | 10 | 94.1995
1972 | 11 | 75.8653
1972 | 12 | 79.0745
1973 | 1 | 108.552
1973 | 2 | 93.3645
1973 | 3 | 199.7606
1973 | 4 | 220.9544
1973 | 5 | 179.8785
1973 | 6 | 68.2037
1973 | 7 | 89.1481
1973 | 8 | 114.8345
1973 | 9 | 99.6922
1973 | 10 | 86.4109
1973 | 11 | 71.1984
1973 | 12 | 61.7702
1974 | 1 | 56.6163
1974 | 2 | 46.9217
1974 | 3 | 53.5506
1974 | 4 | 170.4621
1974 | 5 | 276.1679
1974 | 6 | 106.9942
1974 | 7 | 82.833
1974 | 8 | 99.7112
1974 | 9 | 71.2219
1974 | 10 | 56.4667
1974 | 11 | 49.9948
1974 | 12 | 44.1195
1975 | 1 | 43.1404
1975 | 2 | 38.4067
1975 | 3 | 56.3821
1975 | 4 | 212.1147
1975 | 5 | 237.051
1975 | 6 | 67.7247
1975 | 7 | 112.2064
1975 | 8 | 107.9031
1975 | 9 | 98.9074
1975 | 10 | 73.5644
1975 | 11 | 56.5221
1975 | 12 | 47.5136
1976 | 1 | 45.0936
1976 | 2 | 39.4528
1976 | 3 | 41.5157
1976 | 4 | 36.4143
1976 | 5 | 244.1939
1976 | 6 | 196.1544
1976 | 7 | 132.1941
1976 | 8 | 118.6873
1976 | 9 | 99.2973
1976 | 10 | 78.193
1976 | 11 | 63.041
1976 | 12 | 57.07
1977 | 1 | 52.2414
1977 | 2 | 49.3345
1977 | 3 | 46.2744
1977 | 4 | 161.7047
1977 | 5 | 188.6429
1977 | 6 | 49.4335
1977 | 7 | 94.3963
1977 | 8 | 94.0938
1977 | 9 | 86.3873
1977 | 10 | 68.7179
1977 | 11 | 51.4653
1977 | 12 | 43.7389
1978 | 1 | 41.9759
1978 | 2 | 35.8066
1978 | 3 | 40.9318
1978 | 4 | 51.1225
1978 | 5 | 53.7978
1978 | 6 | 48.3698
1978 | 7 | 42.5614
1978 | 8 | 36.6724
1978 | 9 | 36.1286
1978 | 10 | 37.7995
1978 | 11 | 27.7006
1978 | 12 | 28.3277
1979 | 1 | 25.1921
1979 | 2 | 26.6848
1979 | 3 | 45.9426
1979 | 4 | 135.7402
1979 | 5 | 153.0048
1979 | 6 | 68.3583
1979 | 7 | 123.6721
1979 | 8 | 115.0199
1979 | 9 | 100.272
1979 | 10 | 71.5705
1979 | 11 | 49.9881
1979 | 12 | 42.9696
1980 | 1 | 39.834
1980 | 2 | 35.0234
1980 | 3 | 40.6976
1980 | 4 | 48.6588
1980 | 5 | 144.5104
1980 | 6 | 75.5948
1980 | 7 | 77.6856
1980 | 8 | 84.4642
1980 | 9 | 77.6736
1980 | 10 | 64.0162
1980 | 11 | 41.2156
1980 | 12 | 37.806
1981 | 1 | 39.834
1981 | 2 | 39.7679
1981 | 3 | 42.1272
1981 | 4 | 149.8972
1981 | 5 | 222.6124
1981 | 6 | 105.7473
1981 | 7 | 89.4945
1981 | 8 | 98.8947
1981 | 9 | 85.8814
1981 | 10 | 72.6764
1981 | 11 | 55.1676
1981 | 12 | 42.5061
1982 | 1 | 41.5303
1982 | 2 | 38.0628
1982 | 3 | 53.2367
1982 | 4 | 56.9725
1982 | 5 | 74.3239
1982 | 6 | 40.6913
1982 | 7 | 59.103
1982 | 8 | 69.6417
1982 | 9 | 71.2959
1982 | 10 | 55.6714
1982 | 11 | 36.5655
1982 | 12 | 34.6541
1983 | 1 | 33.0554
1983 | 2 | 38.585
1983 | 3 | 48.8586
1983 | 4 | 204.3824
1983 | 5 | 275.6669
1983 | 6 | 110.8242
1983 | 7 | 151.7525
1983 | 8 | 114.2051
1983 | 9 | 100.2014
1983 | 10 | 86.4776
1983 | 11 | 70.1161
1983 | 12 | 65.1546
1984 | 1 | 62.058
1984 | 2 | 52.8385
1984 | 3 | 92.2609
1984 | 4 | 192.2253
1984 | 5 | 300.6378
1984 | 6 | 253.3152
1984 | 7 | 130.4247
1984 | 8 | 112.3511
1984 | 9 | 100.4989
1984 | 10 | 143.2728
1984 | 11 | 130.7052
1984 | 12 | 143.9249
1985 | 1 | 122.306
1985 | 2 | 113.2322
1985 | 3 | 120.0518
1985 | 4 | 254.7857
1985 | 5 | 402.8471
1985 | 6 | 199.3475
1985 | 7 | 121.8294
1985 | 8 | 120.9772
1985 | 9 | 111.9065
1985 | 10 | 100.565
1985 | 11 | 84.5471
1985 | 12 | 103.7299
1986 | 1 | 112.2275
1986 | 2 | 96.5461
1986 | 3 | 109.8774
1986 | 4 | 281.9737
1986 | 5 | 172.7129
1986 | 6 | 83.0094
1986 | 7 | 78.0385
1986 | 8 | 71.4713
1986 | 9 | 74.3243
1986 | 10 | 74.0881
1986 | 11 | 64.1939
1986 | 12 | 57.6132
1987 | 1 | 55.0648
1987 | 2 | 280.4733
1987 | 3 | 267.3872
1987 | 4 | 331.9282
1987 | 5 | 305.9316
1987 | 6 | 201.9675
1987 | 7 | 116.3714
1987 | 8 | 126.0986
1987 | 9 | 122.9057
1987 | 10 | 101.0887
1987 | 11 | 83.4295
1987 | 12 | 70.9037
1988 | 1 | 66.8509
1988 | 2 | 99.0706
1988 | 3 | 112.3544
1988 | 4 | 153.9624
1988 | 5 | 86.7427
1988 | 6 | 49.7377
1988 | 7 | 79.6453
1988 | 8 | 63.7185
1988 | 9 | 79.944
1988 | 10 | 60.3536
1988 | 11 | 44.6087
1988 | 12 | 38.3232
1989 | 1 | 37.0969
1989 | 2 | 37.1787
1989 | 3 | 45.8678
1989 | 4 | 41.7332
1989 | 5 | 83.5551
1989 | 6 | 52.8333
1989 | 7 | 56.452
1989 | 8 | 55.3542
1989 | 9 | 55.9003
1989 | 10 | 48.3219
1989 | 11 | 37.6999
1989 | 12 | 32.8391
1990 | 1 | 31.3218
1990 | 2 | 30.8208
1990 | 3 | 47.904
1990 | 4 | 87.3116
1990 | 5 | 90.2751
1990 | 6 | 71.5497
1990 | 7 | 62.032
1990 | 8 | 67.007
1990 | 9 | 68.081
1990 | 10 | 63.8909
1990 | 11 | 38.5805
1990 | 12 | 33.9028
1991 | 1 | 32.6456
1991 | 2 | 30.6065
1991 | 3 | 50.9208
1991 | 4 | 62.0528
1991 | 5 | 72.0649
1991 | 6 | 45.2994
1991 | 7 | 43.5161
1991 | 8 | 39.8715
1991 | 9 | 39.1334
1991 | 10 | 37.8385
1991 | 11 | 25.3999
1991 | 12 | 26.0638
1992 | 1 | 26.2899
1992 | 2 | 26.0708
1992 | 3 | 41.0001
1992 | 4 | 55.2046
1992 | 5 | 32.2455
1992 | 6 | 46.4506
1992 | 7 | 59.129
1992 | 8 | 62.128
1992 | 9 | 65.7753
1992 | 10 | 64.8293
1992 | 11 | 38.9536
1992 | 12 | 31.3543
1993 | 1 | 29.484
1993 | 2 | 31.9282
1993 | 3 | 60.3406
1993 | 4 | 70.4523
1993 | 5 | 47.177
1993 | 6 | 34.3338
1993 | 7 | 40.548
1993 | 8 | 37.7296
1993 | 9 | 37.794
1993 | 10 | 30.9412
1993 | 11 | 23.2051
1993 | 12 | 22.4728
1994 | 1 | 17.8703
1994 | 2 | 18.2598
1994 | 3 | 56.1105
1994 | 4 | 43.2609
1994 | 5 | 106.4556
1994 | 6 | 99.5326
1994 | 7 | 109.5879
1994 | 8 | 103.0452
1994 | 9 | 94.1313
1994 | 10 | 59.2949
1994 | 11 | 44.1499
1994 | 12 | 40.657
1995 | 1 | 38.4045
1995 | 2 | 34.8505
1995 | 3 | 43.7714
1995 | 4 | 115.5903
1995 | 5 | 141.2155
1995 | 6 | 52.7846
1995 | 7 | 50.8639
1995 | 8 | 53.8792
1995 | 9 | 54.8382
1995 | 10 | 50.6769
1995 | 11 | 33.4783
1995 | 12 | 29.7166
1996 | 1 | 28.1227
1996 | 2 | 34.4112
1996 | 3 | 52.1617
1996 | 4 | 50.1881
1996 | 5 | 118.4678
1996 | 6 | 151.1105
1996 | 7 | 156.0445
1996 | 8 | 119.829
1996 | 9 | 107.2262
1996 | 10 | 83.1517
1996 | 11 | 54.7458
1996 | 12 | 52.3699
1997 | 1 | 48.3122
1997 | 2 | 46.2051
1997 | 3 | 56.5903
1997 | 4 | 187.4273
1997 | 5 | 242.6034
1997 | 6 | 147.9662
1997 | 7 | 111.4306
1997 | 8 | 105.6896
1997 | 9 | 97.9848
1997 | 10 | 73.5433
1997 | 11 | 50.5998
1997 | 12 | 52.7619
1998 | 1 | 69.7425
1998 | 2 | 54.2177
1998 | 3 | 110.8841
1998 | 4 | 213.2255
1998 | 5 | 342.2609
1998 | 6 | 187.3013
1998 | 7 | 90.4898
1998 | 8 | 86.6044
1998 | 9 | 84.7655
1998 | 10 | 77.0367
1998 | 11 | 63.4561
1998 | 12 | 84.282
1999 | 1 | 101.7994
1999 | 2 | 100.2842
1999 | 3 | 131.2151
1999 | 4 | 190.9212
1999 | 5 | 232.7119
1999 | 6 | 137.8291
1999 | 7 | 113.6912
1999 | 8 | 106.6394
1999 | 9 | 97.4537
1999 | 10 | 76.5959
1999 | 11 | 80.2079
1999 | 12 | 101.2074
2000 | 1 | 100.4089
2000 | 2 | 106.7825
2000 | 3 | 124.9667
2000 | 4 | 185.7148
2000 | 5 | 262.1553
2000 | 6 | 170.6369
2000 | 7 | 97.4457
2000 | 8 | 100.687
2000 | 9 | 91.9146
2000 | 10 | 78.1702
2000 | 11 | 65.8795
2000 | 12 | 65.0879
2001 | 1 | 93.9197
2001 | 2 | 97.5563
2001 | 3 | 100.9033
2001 | 4 | 153.7809
2001 | 5 | 125.3602
2001 | 6 | 60.9605
2001 | 7 | 59.3046
2001 | 8 | 64.0178
2001 | 9 | 66.9701
2001 | 10 | 61.6677
2001 | 11 | 43.3567
2001 | 12 | 38.8843
2002 | 1 | 33.0473
2002 | 2 | 35.5438
2002 | 3 | 46.5313
2002 | 4 | 48.1513
2002 | 5 | 130.7142
2002 | 6 | 45.9682
2002 | 7 | 48.7058
2002 | 8 | 46.6907
2002 | 9 | 49.0184
2002 | 10 | 49.2441
2002 | 11 | 33.5506
2002 | 12 | 32.6456
2003 | 1 | 29.1197
2003 | 2 | 28.8563
2003 | 3 | 47.8324
2003 | 4 | 41.1669
2003 | 5 | 98.1157
2003 | 6 | 68.6591
2003 | 7 | 55.6811
2003 | 8 | 50.4346
2003 | 9 | 54.8264
2003 | 10 | 54.0337
2003 | 11 | 36.0042
2003 | 12 | 33.7222
2004 | 1 | 32.3333
2004 | 2 | 33.4605
2004 | 3 | 68.017
2004 | 4 | 70.0573
2004 | 5 | 137.0667
2004 | 6 | 76.8266
2004 | 7 | 55.2518
2004 | 8 | 48.6147
2004 | 9 | 49.9596
2004 | 10 | 49.5563
2004 | 11 | 30.2836
2004 | 12 | 26.942
2005 | 1 | 25.0148
2005 | 2 | 25.5072
2005 | 3 | 51.2981
2005 | 4 | 98.5696
2005 | 5 | 102.6158
2005 | 6 | 58.8396
2005 | 7 | 58.7452
2005 | 8 | 48.239
2005 | 9 | 47.8252
2005 | 10 | 42.5891
2005 | 11 | 32.8717
2005 | 12 | 29.7214
2006 | 1 | 27.0689
2006 | 2 | 25.3812
2006 | 3 | 41.7873
2006 | 4 | 61.3285
2006 | 5 | 244.838
2006 | 6 | 134.1806
2006 | 7 | 122.1319
2006 | 8 | 115.851
2006 | 9 | 111.7586
2006 | 10 | 77.2335
2006 | 11 | 55.1457
2006 | 12 | 47.351
2007 | 1 | 39.0355
2007 | 2 | 40.5854
2007 | 3 | 46.9802
2007 | 4 | 191.9682
2007 | 5 | 333.8933
2007 | 6 | 121.0084
2007 | 7 | 110.1263
2007 | 8 | 104.8927
2007 | 9 | 95.0942

## QX61-MaladInflow
1966 | 10 | 34.3874
1966 | 11 | 67.5331
1966 | 12 | 63.2258
1967 | 1 | 70.0971
1967 | 2 | 67.5709
1967 | 3 | 210.4831
1967 | 4 | 94.1666
1967 | 5 | 54.9672
1967 | 6 | 24.2992
1967 | 7 | 19.5487
1967 | 8 | 19.6121
1967 | 9 | 21.2002
1967 | 10 | 22.2256
1967 | 11 | 30.934
1967 | 12 | 45.323
1968 | 1 | 54.1605
1968 | 2 | 78.9291
1968 | 3 | 79.6778
1968 | 4 | 86.9671
1968 | 5 | 66.4508
1968 | 6 | 60.6328
1968 | 7 | 27.0315
1968 | 8 | 18.2134
1968 | 9 | 18.0592
1968 | 10 | 25.0327
1968 | 11 | 39.1334
1968 | 12 | 41.5157
1969 | 1 | 45.9361
1969 | 2 | 86.7149
1969 | 3 | 151.9672
1969 | 4 | 62.7671
1969 | 5 | 44.0967
1969 | 6 | 49.7663
1969 | 7 | 20.3878
1969 | 8 | 24.6131
1969 | 9 | 24.8336
1969 | 10 | 35.2575
1969 | 11 | 55.134
1969 | 12 | 55.9349
1970 | 1 | 145.5806
1970 | 2 | 118.0362
1970 | 3 | 192.8063
1970 | 4 | 165.7666
1970 | 5 | 49.2262
1970 | 6 | 26.1326
1970 | 7 | 22.9998
1970 | 8 | 20.5489
1970 | 9 | 20.7666
1970 | 10 | 29.7735
1970 | 11 | 43.8003
1970 | 12 | 56.9676
1971 | 1 | 112.8715
1971 | 2 | 89.4644
1971 | 3 | 64.935
1971 | 4 | 53.6669
1971 | 5 | 45.6775
1971 | 6 | 29.9004
1971 | 7 | 22.2581
1971 | 8 | 21.3555
1971 | 9 | 24.5008
1971 | 10 | 33.8393
1971 | 11 | 55.3004
1971 | 12 | 71.8063
1972 | 1 | 86.5801
1972 | 2 | 123.0707
1972 | 3 | 151.3866
1972 | 4 | 125.6333
1972 | 5 | 134.2254
1972 | 6 | 70.8001
1972 | 7 | 29.9995
1972 | 8 | 24.9026
1972 | 9 | 29.566
1972 | 10 | 66.9354
1972 | 11 | 97.8672
1972 | 12 | 99.8705
1973 | 1 | 141.1618
1973 | 2 | 139.9279
1973 | 3 | 171.0003
1973 | 4 | 157.6664
1973 | 5 | 71.6779
1973 | 6 | 43.1331
1973 | 7 | 29.645
1973 | 8 | 25.6458
1973 | 9 | 29.9004
1973 | 10 | 66.9354
1973 | 11 | 92.4339
1973 | 12 | 85.1928
1974 | 1 | 92.0641
1974 | 2 | 101.2493
1974 | 3 | 238.0317
1974 | 4 | 198.9005
1974 | 5 | 95.9348
1974 | 6 | 44.933
1974 | 7 | 43.9357
1974 | 8 | 40.3545
1974 | 9 | 59.5673
1974 | 10 | 82.4508
1974 | 11 | 106.1002
1974 | 12 | 107.6136
1975 | 1 | 98.6459
1975 | 2 | 108.9648
1975 | 3 | 266.7741
1975 | 4 | 161.8661
1975 | 5 | 82.1938
1975 | 6 | 35.2665
1975 | 7 | 26.6135
1975 | 8 | 27.6137
1975 | 9 | 27.8334
1975 | 10 | 47.8389
1975 | 11 | 86.9335
1975 | 12 | 82.6768
1976 | 1 | 78.7427
1976 | 2 | 120.8217
1976 | 3 | 227.3873
1976 | 4 | 160.2006
1976 | 5 | 185.7415
1976 | 6 | 90.1332
1976 | 7 | 53.0318
1976 | 8 | 52.0007
1976 | 9 | 53.9341
1976 | 10 | 99.7095
1976 | 11 | 121.7999
1976 | 12 | 131.8071
1977 | 1 | 110.7101
1977 | 2 | 119.8926
1977 | 3 | 256.7103
1977 | 4 | 275.7338
1977 | 5 | 161.7415
1977 | 6 | 65.8996
1977 | 7 | 42.5809
1977 | 8 | 49.9678
1977 | 9 | 50.7662
1977 | 10 | 83.355
1977 | 11 | 98.9662
1977 | 12 | 90.8069
1978 | 1 | 89.9677
1978 | 2 | 102.7492
1978 | 3 | 105.0326
1978 | 4 | 74.1327
1978 | 5 | 89.2586
1978 | 6 | 54.3996
1978 | 7 | 32.065
1978 | 8 | 33.3872
1978 | 9 | 34.6665
1978 | 10 | 52.8383
1978 | 11 | 74.6671
1978 | 12 | 97.6766
1979 | 1 | 124.8056
1979 | 2 | 140.2142
1979 | 3 | 154.4523
1979 | 4 | 158.5671
1979 | 5 | 118.9996
1979 | 6 | 39.2006
1979 | 7 | 26.3874
1979 | 8 | 26.4509
1979 | 9 | 32.9338
1979 | 10 | 44.0316
1979 | 11 | 72.7328
1979 | 12 | 79.5803
1980 | 1 | 69.2904
1980 | 2 | 109.2493
1980 | 3 | 300.2573
1980 | 4 | 125.1661
1980 | 5 | 69.7425
1980 | 6 | 31.0331
1980 | 7 | 28.2903
1980 | 8 | 32.5806
1980 | 9 | 28.6333
1980 | 10 | 51.29
1980 | 11 | 67.1668
1980 | 12 | 72.4845
1981 | 1 | 349.0639
1981 | 2 | 348.4638
1981 | 3 | 175.3866
1981 | 4 | 108.0664
1981 | 5 | 215.4516
1981 | 6 | 160.0998
1981 | 7 | 40.709
1981 | 8 | 37.1294
1981 | 9 | 40.6661
1981 | 10 | 63.12
1981 | 11 | 90.4895
1981 | 12 | 88.3707
1982 | 1 | 91.2883
1982 | 2 | 68.1165
1982 | 3 | 61.6775
1982 | 4 | 57.1372
1982 | 5 | 46.9818
1982 | 6 | 42.5046
1982 | 7 | 20.8969
1982 | 8 | 17.6572
1982 | 9 | 17.6324
1982 | 10 | 35.1616
1982 | 11 | 38.957
1982 | 12 | 52.1227
1983 | 1 | 40.413
1983 | 2 | 58.8218
1983 | 3 | 211.7386
1983 | 4 | 157.2496
1983 | 5 | 156.8284
1983 | 6 | 61.2697
1983 | 7 | 31.1315
1983 | 8 | 36.3781
1983 | 9 | 42.4475
1983 | 10 | 91.1257
1983 | 11 | 131.4799
1983 | 12 | 132.8447
1984 | 1 | 202.1025
1984 | 2 | 198.503
1984 | 3 | 375.4578
1984 | 4 | 174.3593
1984 | 5 | 179.6899
1984 | 6 | 92.3465
1984 | 7 | 47.8584
1984 | 8 | 51.2965
1984 | 9 | 49.1361
1984 | 10 | 118.2417
1984 | 11 | 188.0491
1984 | 12 | 179.6931
1985 | 1 | 251.7158
1985 | 2 | 250.7563
1985 | 3 | 467.9447
1985 | 4 | 294.6703
1985 | 5 | 256.5249
1985 | 6 | 98.4301
1985 | 7 | 45.4514
1985 | 8 | 50.7549
1985 | 9 | 51.4838
1985 | 10 | 114.5971
1985 | 11 | 190.9565
1985 | 12 | 157.1065
1986 | 1 | 177.3187
1986 | 2 | 172.0325
1986 | 3 | 304.193
1986 | 4 | 318.1695
1986 | 5 | 114.062
1986 | 6 | 33.8397
1986 | 7 | 34.5419
1986 | 8 | 38.5606
1986 | 9 | 40.2275
1986 | 10 | 66.5028
1986 | 11 | 102.8735
1986 | 12 | 104.7902
1987 | 1 | 131.8705
1987 | 2 | 433.5995
1987 | 3 | 586.4385
1987 | 4 | 308.9903
1987 | 5 | 220.3973
1987 | 6 | 85.9302
1987 | 7 | 45.5262
1987 | 8 | 46.7509
1987 | 9 | 50.1629
1987 | 10 | 97.4993
1987 | 11 | 151.4836
1987 | 12 | 125.8904
1988 | 1 | 126.5995
1988 | 2 | 139.3355
1988 | 3 | 128.2649
1988 | 4 | 59.1371
1988 | 5 | 49.636
1988 | 6 | 39.6561
1988 | 7 | 29.8678
1988 | 8 | 33.2929
1988 | 9 | 28.3527
1988 | 10 | 27.2396
1988 | 11 | 42.1046
1988 | 12 | 48.9871
1989 | 1 | 47.6421
1989 | 2 | 63.019
1989 | 3 | 60.2869
1989 | 4 | 72.9647
1989 | 5 | 28.8806
1989 | 6 | 17.3685
1989 | 7 | 20.6741
1989 | 8 | 17.7808
1989 | 9 | 19.8457
1989 | 10 | 28.152
1989 | 11 | 28.2905
1989 | 12 | 35.8479
1990 | 1 | 27.1616
1990 | 2 | 40.661
1990 | 3 | 136.0908
1990 | 4 | 106.9136
1990 | 5 | 50.6362
1990 | 6 | 22.0304
1990 | 7 | 22.642
1990 | 8 | 21.684
1990 | 9 | 17.5063
1990 | 10 | 20.1992
1990 | 11 | 40.9383
1990 | 12 | 48.9741
1991 | 1 | 55.7072
1991 | 2 | 48.8051
1991 | 3 | 61.6498
1991 | 4 | 45.4221
1991 | 5 | 15.5121
1991 | 6 | 23.2975
1991 | 7 | 20.6172
1991 | 8 | 17.8686
1991 | 9 | 16.9081
1991 | 10 | 19.3193
1991 | 11 | 32.1104
1991 | 12 | 32.5497
1992 | 1 | 25.5661
1992 | 2 | 46.6174
1992 | 3 | 47.1266
1992 | 4 | 50.6167
1992 | 5 | 57.3091
1992 | 6 | 46.4556
1992 | 7 | 19.2445
1992 | 8 | 17.436
1992 | 9 | 24.8151
1992 | 10 | 12.0902
1992 | 11 | 31.2331
1992 | 12 | 41.5954
1993 | 1 | 24.8896
1993 | 2 | 43.9543
1993 | 3 | 48.8847
1993 | 4 | 32.2415
1993 | 5 | 4.9425
1993 | 6 | 13.3991
1993 | 7 | 18.6639
1993 | 8 | 14.546
1993 | 9 | 11.9857
1993 | 10 | 6.4517
1993 | 11 | 29.1728
1993 | 12 | 32.1512
1994 | 1 | 20.1325
1994 | 2 | 37.1967
1994 | 3 | 157.5228
1994 | 4 | 107.3572
1994 | 5 | 123.6282
1994 | 6 | 56.986
1994 | 7 | 28.3423
1994 | 8 | 24.696
1994 | 9 | 22.4959
1994 | 10 | 38.668
1994 | 11 | 41.0442
1994 | 12 | 48.4667
1995 | 1 | 47.2648
1995 | 2 | 65.3058
1995 | 3 | 102.3442
1995 | 4 | 76.8585
1995 | 5 | 20.326
1995 | 6 | 16.856
1995 | 7 | 18.1224
1995 | 8 | 15.8943
1995 | 9 | 14.3738
1995 | 10 | 25.0896
1995 | 11 | 27.2099
1995 | 12 | 27.4478
1996 | 1 | 46.5964
1996 | 2 | 70.117
1996 | 3 | 161.7936
1996 | 4 | 83.4396
1996 | 5 | 91.1485
1996 | 6 | 62.2595
1996 | 7 | 25.6035
1996 | 8 | 18.2508
1996 | 9 | 19.4507
1996 | 10 | 28.2642
1996 | 11 | 47.7597
1996 | 12 | 51.0265
1997 | 1 | 39.4909
1997 | 2 | 86.6176
1997 | 3 | 120.826
1997 | 4 | 129.1137
1997 | 5 | 91.329
1997 | 6 | 57.0532
1997 | 7 | 24.5383
1997 | 8 | 19.038
1997 | 9 | 24.3529
1997 | 10 | 29.7963
1997 | 11 | 47.4673
1997 | 12 | 91.9551
1998 | 1 | 169.413
1998 | 2 | 113.8498
1998 | 3 | 196.6933
1998 | 4 | 174.7963
1998 | 5 | 165.3032
1998 | 6 | 75.9141
1998 | 7 | 36.8969
1998 | 8 | 41.7027
1998 | 9 | 41.2308
1998 | 10 | 77.8124
1998 | 11 | 118.1531
1998 | 12 | 103.9104
1999 | 1 | 181.2414
1999 | 2 | 177.9276
1999 | 3 | 265.5121
1999 | 4 | 184.2107
1999 | 5 | 157.4675
1999 | 6 | 71.1228
1999 | 7 | 35.9812
1999 | 8 | 34.768
1999 | 9 | 37.5671
1999 | 10 | 74.1255
1999 | 11 | 109.0798
1999 | 12 | 110.8841
2000 | 1 | 135.3069
2000 | 2 | 162.8422
2000 | 3 | 212.3843
2000 | 4 | 133.5874
2000 | 5 | 147.5777
2000 | 6 | 72.637
2000 | 7 | 35.0412
2000 | 8 | 35.8544
2000 | 9 | 37.2596
2000 | 10 | 50.5061
2000 | 11 | 81.1893
2000 | 12 | 80.9383
2001 | 1 | 137.4488
2001 | 2 | 114.6601
2001 | 3 | 119.5574
2001 | 4 | 91.0172
2001 | 5 | 40.4521
2001 | 6 | 20.4961
2001 | 7 | 19.8999
2001 | 8 | 17.6556
2001 | 9 | 25.9898
2001 | 10 | 25.6214
2001 | 11 | 27.1746
2001 | 12 | 28.8172
2002 | 1 | 30.0971
2002 | 2 | 58.5716
2002 | 3 | 96.0063
2002 | 4 | 74.1932
2002 | 5 | 16.7578
2002 | 6 | 16.0964
2002 | 7 | 20.1423
2002 | 8 | 18.0638
2002 | 9 | 12.7
2002 | 10 | 12.7522
2002 | 11 | 27.5309
2002 | 12 | 57.1465
2003 | 1 | 49.7434
2003 | 2 | 52.2911
2003 | 3 | 75.5209
2003 | 4 | 74.652
2003 | 5 | 28.7082
2003 | 6 | 21.8119
2003 | 7 | 18.7436
2003 | 8 | 15.4161
2003 | 9 | 21.3901
2003 | 10 | 21.0904
2003 | 11 | 30.6735
2003 | 12 | 40.1024
2004 | 1 | 26.716
2004 | 2 | 47.8652
2004 | 3 | 52.7163
2004 | 4 | 53.5912
2004 | 5 | 14.829
2004 | 6 | 13.6259
2004 | 7 | 15.8276
2004 | 8 | 14.1297
2004 | 9 | 14.8427
2004 | 10 | 17.4637
2004 | 11 | 28.9795
2004 | 12 | 35.2461
2005 | 1 | 32.6375
2005 | 2 | 58.7408
2005 | 3 | 96.4357
2005 | 4 | 53.7206
2005 | 5 | 19.939
2005 | 6 | 29.2299
2005 | 7 | 16.052
2005 | 8 | 13.7833
2005 | 9 | 15.7317
2005 | 10 | 24.2943
2005 | 11 | 32.586
2005 | 12 | 50.267
2006 | 1 | 54.1329
2006 | 2 | 55.154
2006 | 3 | 155.4134
2006 | 4 | 143.4371
2006 | 5 | 172.3681
2006 | 6 | 63.6561
2006 | 7 | 24.2943
2006 | 8 | 20.7326
2006 | 9 | 21.1767
2006 | 10 | 32.1089
2006 | 11 | 37.9436
2006 | 12 | 55.8844
2007 | 1 | 93.0773
2007 | 2 | 92.5992
2007 | 3 | 180.6771
2007 | 4 | 222.6534
2007 | 5 | 122.8199
2007 | 6 | 42.0458
2007 | 7 | 20.5928
2007 | 8 | 19.8902
2007 | 9 | 27.9796

## QX77-FlowAvailToWillard
1966 | 10 | 0
1966 | 11 | 0
1966 | 12 | 37
1967 | 1 | 34
1967 | 2 | 32
1967 | 3 | 116
1967 | 4 | 166
1967 | 5 | 938
1967 | 6 | 1198
1967 | 7 | 0
1967 | 8 | 0
1967 | 9 | 0
1967 | 10 | 0
1967 | 11 | 0
1967 | 12 | 96
1968 | 1 | 51
1968 | 2 | 183
1968 | 3 | 303
1968 | 4 | 420
1968 | 5 | 705
1968 | 6 | 887
1968 | 7 | 0
1968 | 8 | 0
1968 | 9 | 0
1968 | 10 | 0
1968 | 11 | 46
1968 | 12 | 119
1969 | 1 | 310
1969 | 2 | 250
1969 | 3 | 779
1969 | 4 | 1784
1969 | 5 | 2392
1969 | 6 | 329
1969 | 7 | 0
1969 | 8 | 0
1969 | 9 | 0
1969 | 10 | 0
1969 | 11 | 18
1969 | 12 | 65
1970 | 1 | 132
1970 | 2 | 90
1970 | 3 | 158
1970 | 4 | 343
1970 | 5 | 1005
1970 | 6 | 519
1970 | 7 | 0
1970 | 8 | 0
1970 | 9 | 0
1970 | 10 | 0
1970 | 11 | 44
1970 | 12 | 89
1971 | 1 | 187
1971 | 2 | 176
1971 | 3 | 469
1971 | 4 | 1293
1971 | 5 | 1671
1971 | 6 | 901
1971 | 7 | 0
1971 | 8 | 0
1971 | 9 | 0
1971 | 10 | 0
1971 | 11 | 36
1971 | 12 | 115
1972 | 1 | 222
1972 | 2 | 263
1972 | 3 | 986
1972 | 4 | 1569
1972 | 5 | 1614
1972 | 6 | 584
1972 | 7 | 0
1972 | 8 | 0
1972 | 9 | 0
1972 | 10 | 0
1972 | 11 | 27
1972 | 12 | 96
1973 | 1 | 138
1973 | 2 | 128
1973 | 3 | 222
1973 | 4 | 857
1973 | 5 | 1906
1973 | 6 | 283
1973 | 7 | 0
1973 | 8 | 0
1973 | 9 | 0
1973 | 10 | 0
1973 | 11 | 72
1973 | 12 | 100
1974 | 1 | 231
1974 | 2 | 183
1974 | 3 | 598
1974 | 4 | 1167
1974 | 5 | 2304
1974 | 6 | 343
1974 | 7 | 0
1974 | 8 | 0
1974 | 9 | 0
1974 | 10 | 0
1974 | 11 | 26
1974 | 12 | 52
1975 | 1 | 57
1975 | 2 | 89
1975 | 3 | 254
1975 | 4 | 611
1975 | 5 | 2038
1975 | 6 | 2127
1975 | 7 | 217
1975 | 8 | 0
1975 | 9 | 0
1975 | 10 | 0
1975 | 11 | 143
1975 | 12 | 241
1976 | 1 | 219
1976 | 2 | 280
1976 | 3 | 368
1976 | 4 | 694
1976 | 5 | 797
1976 | 6 | 0
1976 | 7 | 0
1976 | 8 | 0
1976 | 9 | 0
1976 | 10 | 0
1976 | 11 | 0
1976 | 12 | 40
1977 | 1 | 34
1977 | 2 | 26
1977 | 3 | 46
1977 | 4 | 3
1977 | 5 | 0
1977 | 6 | 0
1977 | 7 | 0
1977 | 8 | 0
1977 | 9 | 0
1977 | 10 | 0
1977 | 11 | 0
1977 | 12 | 52
1978 | 1 | 61
1978 | 2 | 40
1978 | 3 | 345
1978 | 4 | 846
1978 | 5 | 1333
1978 | 6 | 948
1978 | 7 | 0
1978 | 8 | 0
1978 | 9 | 0
1978 | 10 | 0
1978 | 11 | 16
1978 | 12 | 64
1979 | 1 | 64
1979 | 2 | 69
1979 | 3 | 264
1979 | 4 | 812
1979 | 5 | 888
1979 | 6 | 0
1979 | 7 | 0
1979 | 8 | 0
1979 | 9 | 0
1979 | 10 | 0
1979 | 11 | 1
1979 | 12 | 40
1980 | 1 | 150
1980 | 2 | 157
1980 | 3 | 205
1980 | 4 | 1255
1980 | 5 | 2544
1980 | 6 | 878
1980 | 7 | 0
1980 | 8 | 0
1980 | 9 | 0
1980 | 10 | 0
1980 | 11 | 16
1980 | 12 | 66
1981 | 1 | 64
1981 | 2 | 63
1981 | 3 | 102
1981 | 4 | 346
1981 | 5 | 304
1981 | 6 | 89
1981 | 7 | 0
1981 | 8 | 0
1981 | 9 | 0
1981 | 10 | 0
1981 | 11 | 0
1981 | 12 | 44
1982 | 1 | 39
1982 | 2 | 135
1982 | 3 | 381
1982 | 4 | 1085
1982 | 5 | 2662
1982 | 6 | 785
1982 | 7 | 0
1982 | 8 | 0
1982 | 9 | 0
1982 | 10 | 517
1982 | 11 | 342
1982 | 12 | 385
1983 | 1 | 316
1983 | 2 | 244
1983 | 3 | 680
1983 | 4 | 1020
1983 | 5 | 3175
1983 | 6 | 2747
1983 | 7 | 55
1983 | 8 | 0
1983 | 9 | 64
1983 | 10 | 435
1983 | 11 | 271
1983 | 12 | 889
1984 | 1 | 803
1984 | 2 | 326
1984 | 3 | 528
1984 | 4 | 1812
1984 | 5 | 4431
1984 | 6 | 2060
1984 | 7 | 0
1984 | 8 | 0
1984 | 9 | 0
1984 | 10 | 524
1984 | 11 | 342
1984 | 12 | 292
1985 | 1 | 560
1985 | 2 | 482
1985 | 3 | 539
1985 | 4 | 2327
1985 | 5 | 1948
1985 | 6 | 201
1985 | 7 | 0
1985 | 8 | 0
1985 | 9 | 0
1985 | 10 | 17
1985 | 11 | 89
1985 | 12 | 278
1986 | 1 | 299
1986 | 2 | 1059
1986 | 3 | 2542
1986 | 4 | 3002
1986 | 5 | 3648
1986 | 6 | 1870
1986 | 7 | 0
1986 | 8 | 0
1986 | 9 | 0
1986 | 10 | 410
1986 | 11 | 285
1986 | 12 | 322
1987 | 1 | 232
1987 | 2 | 213
1987 | 3 | 386
1987 | 4 | 482
1987 | 5 | 27
1987 | 6 | 0
1987 | 7 | 0
1987 | 8 | 0
1987 | 9 | 0
1987 | 10 | 0
1987 | 11 | 18
1987 | 12 | 57
1988 | 1 | 44
1988 | 2 | 50
1988 | 3 | 128
1988 | 4 | 87
1988 | 5 | 58
1988 | 6 | 0
1988 | 7 | 0
1988 | 8 | 0
1988 | 9 | 0
1988 | 10 | 0
1988 | 11 | 0
1988 | 12 | 41
1989 | 1 | 43
1989 | 2 | 49
1989 | 3 | 494
1989 | 4 | 854
1989 | 5 | 309
1989 | 6 | 0
1989 | 7 | 0
1989 | 8 | 0
1989 | 9 | 0
1989 | 10 | 0
1989 | 11 | 0
1989 | 12 | 41
1990 | 1 | 57
1990 | 2 | 47
1990 | 3 | 102
1990 | 4 | 193
1990 | 5 | 0
1990 | 6 | 0
1990 | 7 | 0
1990 | 8 | 0
1990 | 9 | 0
1990 | 10 | 0
1990 | 11 | 0
1990 | 12 | 33
1991 | 1 | 31
1991 | 2 | 38
1991 | 3 | 92
1991 | 4 | 71
1991 | 5 | 518
1991 | 6 | 594
1991 | 7 | 0
1991 | 8 | 0
1991 | 9 | 0
1991 | 10 | 0
1991 | 11 | 5
1991 | 12 | 40
1992 | 1 | 41
1992 | 2 | 47
1992 | 3 | 86
1992 | 4 | 98
1992 | 5 | 0
1992 | 6 | 0
1992 | 7 | 0
1992 | 8 | 0
1992 | 9 | 0
1992 | 10 | 0
1992 | 11 | 0
1992 | 12 | 32
1993 | 1 | 34
1993 | 2 | 28
1993 | 3 | 302
1993 | 4 | 368
1993 | 5 | 2119
1993 | 6 | 893
1993 | 7 | 0
1993 | 8 | 0
1993 | 9 | 0
1993 | 10 | 0
1993 | 11 | 14
1993 | 12 | 53
1994 | 1 | 91
1994 | 2 | 166
1994 | 3 | 378
1994 | 4 | 474
1994 | 5 | 310
1994 | 6 | 0
1994 | 7 | 0
1994 | 8 | 0
1994 | 9 | 0
1994 | 10 | 0
1994 | 11 | 0
1994 | 12 | 49
1995 | 1 | 54
1995 | 2 | 86
1995 | 3 | 365
1995 | 4 | 365
1995 | 5 | 1519
1995 | 6 | 1517
1995 | 7 | 102
1995 | 8 | 0
1995 | 9 | 0
1995 | 10 | 0
1995 | 11 | 16
1995 | 12 | 120
1996 | 1 | 209
1996 | 2 | 441
1996 | 3 | 510
1996 | 4 | 846
1996 | 5 | 1518
1996 | 6 | 483
1996 | 7 | 0
1996 | 8 | 0
1996 | 9 | 0
1996 | 10 | 0
1996 | 11 | 41
1996 | 12 | 138
1997 | 1 | 222
1997 | 2 | 149
1997 | 3 | 684
1997 | 4 | 1414
1997 | 5 | 2775
1997 | 6 | 1113
1997 | 7 | 0
1997 | 8 | 0
1997 | 9 | 0
1997 | 10 | 0
1997 | 11 | 28
1997 | 12 | 133
1998 | 1 | 180
1998 | 2 | 175
1998 | 3 | 484
1998 | 4 | 954
1998 | 5 | 2251
1998 | 6 | 1535
1998 | 7 | 0
1998 | 8 | 0
1998 | 9 | 0
1998 | 10 | 0
1998 | 11 | 43
1998 | 12 | 167
1999 | 1 | 172
1999 | 2 | 252
1999 | 3 | 415
1999 | 4 | 610
1999 | 5 | 2174
1999 | 6 | 925
1999 | 7 | 0
1999 | 8 | 0
1999 | 9 | 0
1999 | 10 | 0
1999 | 11 | 28
1999 | 12 | 70
2000 | 1 | 129
2000 | 2 | 223
2000 | 3 | 250
2000 | 4 | 384
2000 | 5 | 306
2000 | 6 | 0
2000 | 7 | 0
2000 | 8 | 0
2000 | 9 | 0
2000 | 10 | 0
2000 | 11 | 50
2000 | 12 | 50
2001 | 1 | 60
2001 | 2 | 58
2001 | 3 | 209
2001 | 4 | 270
2001 | 5 | 150
2001 | 6 | 0
2001 | 7 | 0
2001 | 8 | 0
2001 | 9 | 0
2001 | 10 | 0
2001 | 11 | 8
2001 | 12 | 60
2002 | 1 | 60
2002 | 2 | 46
2002 | 3 | 93
2002 | 4 | 227
2002 | 5 | 144
2002 | 6 | 0
2002 | 7 | 0
2002 | 8 | 0
2002 | 9 | 0
2002 | 10 | 0
2002 | 11 | 3
2002 | 12 | 49
2003 | 1 | 42
2003 | 2 | 46
2003 | 3 | 71
2003 | 4 | 127
2003 | 5 | 238
2003 | 6 | 175
2003 | 7 | 0
2003 | 8 | 0
2003 | 9 | 0
2003 | 10 | 687
2003 | 11 | 53
2003 | 12 | 107
2004 | 1 | 106
2004 | 2 | 121
2004 | 3 | 398
2004 | 4 | 426
2004 | 5 | 0
2004 | 6 | 0
2004 | 7 | 0
2004 | 8 | 0
2004 | 9 | 0
2004 | 10 | 0
2004 | 11 | 15
2004 | 12 | 103
2005 | 1 | 113
2005 | 2 | 98
2005 | 3 | 207
2005 | 4 | 670
2005 | 5 | 2301
2005 | 6 | 797
2005 | 7 | 0
2005 | 8 | 0
2005 | 9 | 0
2005 | 10 | 13
2005 | 11 | 45
2005 | 12 | 82
2006 | 1 | 1143
2006 | 2 | 136
2006 | 3 | 325
2006 | 4 | 1837
2006 | 5 | 2280
2006 | 6 | 215
2006 | 7 | 0
2006 | 8 | 0
2006 | 9 | 0

## QX78-WillardReleases
1966 | 10 | 9913
1966 | 11 | 1637
1966 | 12 | 258
1967 | 1 | 246
1967 | 2 | 222
1967 | 3 | 246
1967 | 4 | 264
1967 | 5 | 468
1967 | 6 | 750
1967 | 7 | 3709
1967 | 8 | 3546
1967 | 9 | 5172
1967 | 10 | 5924
1967 | 11 | 856
1967 | 12 | 258
1968 | 1 | 246
1968 | 2 | 222
1968 | 3 | 246
1968 | 4 | 264
1968 | 5 | 468
1968 | 6 | 750
1968 | 7 | 3055
1968 | 8 | 2697
1968 | 9 | 5536
1968 | 10 | 6152
1968 | 11 | 144
1968 | 12 | 258
1969 | 1 | 246
1969 | 2 | 222
1969 | 3 | 246
1969 | 4 | 264
1969 | 5 | 468
1969 | 6 | 750
1969 | 7 | 3425
1969 | 8 | 3073
1969 | 9 | 5536
1969 | 10 | 5422
1969 | 11 | 144
1969 | 12 | 258
1970 | 1 | 246
1970 | 2 | 222
1970 | 3 | 246
1970 | 4 | 264
1970 | 5 | 468
1970 | 6 | 750
1970 | 7 | 3039
1970 | 8 | 3440
1970 | 9 | 5476
1970 | 10 | 2205
1970 | 11 | 144
1970 | 12 | 258
1971 | 1 | 246
1971 | 2 | 222
1971 | 3 | 246
1971 | 4 | 264
1971 | 5 | 468
1971 | 6 | 750
1971 | 7 | 3298
1971 | 8 | 3456
1971 | 9 | 4980
1971 | 10 | 5362
1971 | 11 | 144
1971 | 12 | 258
1972 | 1 | 246
1972 | 2 | 222
1972 | 3 | 246
1972 | 4 | 264
1972 | 5 | 468
1972 | 6 | 750
1972 | 7 | 2809
1972 | 8 | 6553
1972 | 9 | 15287
1972 | 10 | 2972
1972 | 11 | 144
1972 | 12 | 258
1973 | 1 | 246
1973 | 2 | 222
1973 | 3 | 246
1973 | 4 | 264
1973 | 5 | 468
1973 | 6 | 750
1973 | 7 | 4774
1973 | 8 | 9858
1973 | 9 | 13574
1973 | 10 | 3037
1973 | 11 | 144
1973 | 12 | 258
1974 | 1 | 246
1974 | 2 | 222
1974 | 3 | 246
1974 | 4 | 264
1974 | 5 | 468
1974 | 6 | 750
1974 | 7 | 3027
1974 | 8 | 8349
1974 | 9 | 14105
1974 | 10 | 4947
1974 | 11 | 144
1974 | 12 | 258
1975 | 1 | 246
1975 | 2 | 222
1975 | 3 | 246
1975 | 4 | 264
1975 | 5 | 468
1975 | 6 | 750
1975 | 7 | 1176
1975 | 8 | 3976
1975 | 9 | 6875
1975 | 10 | 1383
1975 | 11 | 144
1975 | 12 | 258
1976 | 1 | 246
1976 | 2 | 222
1976 | 3 | 246
1976 | 4 | 264
1976 | 5 | 468
1976 | 6 | 6685
1976 | 7 | 5695
1976 | 8 | 16188
1976 | 9 | 15375
1976 | 10 | 1989
1976 | 11 | 198
1976 | 12 | 258
1977 | 1 | 246
1977 | 2 | 222
1977 | 3 | 246
1977 | 4 | 264
1977 | 5 | 9725
1977 | 6 | 22845
1977 | 7 | 19172
1977 | 8 | 15819
1977 | 9 | 13257
1977 | 10 | 4744
1977 | 11 | 1947
1977 | 12 | 258
1978 | 1 | 246
1978 | 2 | 222
1978 | 3 | 246
1978 | 4 | 264
1978 | 5 | 468
1978 | 6 | 750
1978 | 7 | 5175
1978 | 8 | 12711
1978 | 9 | 16696
1978 | 10 | 6628
1978 | 11 | 144
1978 | 12 | 258
1979 | 1 | 246
1979 | 2 | 222
1979 | 3 | 246
1979 | 4 | 264
1979 | 5 | 468
1979 | 6 | 5644
1979 | 7 | 4707
1979 | 8 | 11214
1979 | 9 | 13575
1979 | 10 | 6761
1979 | 11 | 144
1979 | 12 | 258
1980 | 1 | 246
1980 | 2 | 222
1980 | 3 | 246
1980 | 4 | 264
1980 | 5 | 468
1980 | 6 | 750
1980 | 7 | 4738
1980 | 8 | 13852
1980 | 9 | 16884
1980 | 10 | 6121
1980 | 11 | 144
1980 | 12 | 258
1981 | 1 | 246
1981 | 2 | 222
1981 | 3 | 246
1981 | 4 | 264
1981 | 5 | 468
1981 | 6 | 750
1981 | 7 | 11005
1981 | 8 | 19390
1981 | 9 | 15498
1981 | 10 | 5155
1981 | 11 | 833
1981 | 12 | 258
1982 | 1 | 246
1982 | 2 | 222
1982 | 3 | 246
1982 | 4 | 264
1982 | 5 | 468
1982 | 6 | 750
1982 | 7 | 5258
1982 | 8 | 7262
1982 | 9 | 16132
1982 | 10 | 162
1982 | 11 | 144
1982 | 12 | 258
1983 | 1 | 246
1983 | 2 | 222
1983 | 3 | 246
1983 | 4 | 264
1983 | 5 | 468
1983 | 6 | 750
1983 | 7 | 1176
1983 | 8 | 5821
1983 | 9 | 756
1983 | 10 | 162
1983 | 11 | 144
1983 | 12 | 258
1984 | 1 | 246
1984 | 2 | 222
1984 | 3 | 246
1984 | 4 | 264
1984 | 5 | 468
1984 | 6 | 750
1984 | 7 | 5597
1984 | 8 | 5390
1984 | 9 | 6300
1984 | 10 | 162
1984 | 11 | 144
1984 | 12 | 258
1985 | 1 | 246
1985 | 2 | 222
1985 | 3 | 246
1985 | 4 | 264
1985 | 5 | 468
1985 | 6 | 750
1985 | 7 | 5062
1985 | 8 | 17211
1985 | 9 | 16621
1985 | 10 | 162
1985 | 11 | 144
1985 | 12 | 258
1986 | 1 | 246
1986 | 2 | 222
1986 | 3 | 246
1986 | 4 | 264
1986 | 5 | 468
1986 | 6 | 750
1986 | 7 | 5062
1986 | 8 | 13351
1986 | 9 | 16845
1986 | 10 | 162
1986 | 11 | 144
1986 | 12 | 258
1987 | 1 | 246
1987 | 2 | 222
1987 | 3 | 246
1987 | 4 | 264
1987 | 5 | 468
1987 | 6 | 6006
1987 | 7 | 11554
1987 | 8 | 21656
1987 | 9 | 20842
1987 | 10 | 7819
1987 | 11 | 144
1987 | 12 | 258
1988 | 1 | 246
1988 | 2 | 222
1988 | 3 | 246
1988 | 4 | 264
1988 | 5 | 468
1988 | 6 | 28153
1988 | 7 | 26876
1988 | 8 | 23201
1988 | 9 | 12886
1988 | 10 | 162
1988 | 11 | 374
1988 | 12 | 258
1989 | 1 | 246
1989 | 2 | 222
1989 | 3 | 246
1989 | 4 | 264
1989 | 5 | 468
1989 | 6 | 5414
1989 | 7 | 10565
1989 | 8 | 22232
1989 | 9 | 11107
1989 | 10 | 4633
1989 | 11 | 1348
1989 | 12 | 258
1990 | 1 | 246
1990 | 2 | 222
1990 | 3 | 246
1990 | 4 | 264
1990 | 5 | 9725
1990 | 6 | 6608
1990 | 7 | 14590
1990 | 8 | 20885
1990 | 9 | 17406
1990 | 10 | 3709
1990 | 11 | 1335
1990 | 12 | 258
1991 | 1 | 246
1991 | 2 | 222
1991 | 3 | 246
1991 | 4 | 264
1991 | 5 | 468
1991 | 6 | 750
1991 | 7 | 5545
1991 | 8 | 6574
1991 | 9 | 13365
1991 | 10 | 5902
1991 | 11 | 144
1991 | 12 | 258
1992 | 1 | 246
1992 | 2 | 222
1992 | 3 | 246
1992 | 4 | 264
1992 | 5 | 10990
1992 | 6 | 18991
1992 | 7 | 18836
1992 | 8 | 19333
1992 | 9 | 10820
1992 | 10 | 1259
1992 | 11 | 429
1992 | 12 | 258
1993 | 1 | 246
1993 | 2 | 222
1993 | 3 | 246
1993 | 4 | 264
1993 | 5 | 468
1993 | 6 | 750
1993 | 7 | 6037
1993 | 8 | 7677
1993 | 9 | 14020
1993 | 10 | 4057
1993 | 11 | 144
1993 | 12 | 258
1994 | 1 | 246
1994 | 2 | 222
1994 | 3 | 246
1994 | 4 | 264
1994 | 5 | 468
1994 | 6 | 7060
1994 | 7 | 5725
1994 | 8 | 6505
1994 | 9 | 16079
1994 | 10 | 3901
1994 | 11 | 634
1994 | 12 | 258
1995 | 1 | 246
1995 | 2 | 222
1995 | 3 | 246
1995 | 4 | 264
1995 | 5 | 468
1995 | 6 | 750
1995 | 7 | 1176
1995 | 8 | 4895
1995 | 9 | 5536
1995 | 10 | 2065
1995 | 11 | 144
1995 | 12 | 258
1996 | 1 | 246
1996 | 2 | 222
1996 | 3 | 246
1996 | 4 | 264
1996 | 5 | 468
1996 | 6 | 750
1996 | 7 | 6077
1996 | 8 | 6209
1996 | 9 | 8477
1996 | 10 | 6832
1996 | 11 | 144
1996 | 12 | 258
1997 | 1 | 246
1997 | 2 | 222
1997 | 3 | 246
1997 | 4 | 264
1997 | 5 | 468
1997 | 6 | 750
1997 | 7 | 5789
1997 | 8 | 6169
1997 | 9 | 5536
1997 | 10 | 4246
1997 | 11 | 144
1997 | 12 | 258
1998 | 1 | 246
1998 | 2 | 222
1998 | 3 | 246
1998 | 4 | 264
1998 | 5 | 468
1998 | 6 | 750
1998 | 7 | 4159
1998 | 8 | 4061
1998 | 9 | 5480
1998 | 10 | 3736
1998 | 11 | 144
1998 | 12 | 258
1999 | 1 | 246
1999 | 2 | 222
1999 | 3 | 246
1999 | 4 | 264
1999 | 5 | 468
1999 | 6 | 750
1999 | 7 | 5417
1999 | 8 | 5549
1999 | 9 | 8706
1999 | 10 | 8749
1999 | 11 | 144
1999 | 12 | 258
2000 | 1 | 246
2000 | 2 | 222
2000 | 3 | 246
2000 | 4 | 264
2000 | 5 | 468
2000 | 6 | 7466
2000 | 7 | 5681
2000 | 8 | 11836
2000 | 9 | 10606
2000 | 10 | 4924
2000 | 11 | 144
2000 | 12 | 258
2001 | 1 | 246
2001 | 2 | 222
2001 | 3 | 246
2001 | 4 | 264
2001 | 5 | 468
2001 | 6 | 6348
2001 | 7 | 5271
2001 | 8 | 5629
2001 | 9 | 6423
2001 | 10 | 341
2001 | 11 | 144
2001 | 12 | 258
2002 | 1 | 246
2002 | 2 | 222
2002 | 3 | 246
2002 | 4 | 264
2002 | 5 | 468
2002 | 6 | 7466
2002 | 7 | 5681
2002 | 8 | 5861
2002 | 9 | 14807
2002 | 10 | 1248
2002 | 11 | 144
2002 | 12 | 258
2003 | 1 | 246
2003 | 2 | 222
2003 | 3 | 246
2003 | 4 | 264
2003 | 5 | 468
2003 | 6 | 750
2003 | 7 | 5789
2003 | 8 | 5611
2003 | 9 | 7754
2003 | 10 | 162
2003 | 11 | 144
2003 | 12 | 258
2004 | 1 | 246
2004 | 2 | 222
2004 | 3 | 246
2004 | 4 | 264
2004 | 5 | 1467
2004 | 6 | 7466
2004 | 7 | 5681
2004 | 8 | 17049
2004 | 9 | 16131
2004 | 10 | 4822
2004 | 11 | 144
2004 | 12 | 258
2005 | 1 | 246
2005 | 2 | 222
2005 | 3 | 246
2005 | 4 | 264
2005 | 5 | 468
2005 | 6 | 750
2005 | 7 | 5681
2005 | 8 | 18409
2005 | 9 | 18966
2005 | 10 | 162
2005 | 11 | 144
2005 | 12 | 258
2006 | 1 | 246
2006 | 2 | 222
2006 | 3 | 246
2006 | 4 | 264
2006 | 5 | 468
2006 | 6 | 750
2006 | 7 | 5681
2006 | 8 | 5861
2006 | 9 | 5536